## Roof spaces
|  | 175 | 76 |  | 1001100000000001000000000000000000000000010010011001000000000011100101100010 |  |  | mAEAAABJkAOWI | mAEAAABJkAOWI | mAEAAABJkAOWI |  |  |  | 100110000000000100000000000000000000000001001001100100000000001110010110001000 | 100110000000000100000000000000000000000001001001100100000000001110010110001000 |  | 175 | [11 empty] | 0 |  |  | 1 |  |  | 4 |  |  |  |  | 1 |  |  |  | 1 |  |  |  | 2 |  |  |  | 3 |  |  | 0 |  |  |  | 0 |  |  | 50 |  |  | 36 |  |  | 0 |  |  | 0 |  |  | 0 |  |  | 1 |  |  |  | 76 |  | 24 | 24 |  | FALSE | #VALUE! |  | Thermal resistance of timber framed roof with roof space (m2K/W) | [8 empty] | mAEAAABJkAOWI |  |  |  |  | www.branz.co.nz/terms-conditions/ | [6 empty] | v2_7 | PC |  | 2025-11-27 16:49
1 | A | 76 | 7 | 1001100 | 1001100000000001000000000000000000000000010010011001000000000011100101100010 | 100110 | 38 | m | 7 | mAEAAABJkAOWI | m | FALSE | 38 | 100110 | 100110000000000100000000000000000000000001001001100100000000001110010110001000 | 1001100 | 76 | Cntrl8 | [10 empty] | 1 |  |  | 2 |  |  | 3 |  |  |  |  | 2 |  |  |  | 2 |  |  |  | 2 |  |  |  | 2 |  |  | 4 |  |  |  | 5 |  |  | 6 |  |  | 7 |  |  | 7 |  |  | 8 |  |  | 9 |  |  | 9 |  |  |  | 7 |  | 7 | 7 |  | TRUE | Insulation installed as a single layer or as two layers ?
2 | B | 1 | 9 | 000000001 | 0000000001000000000000000000000000010010011001000000000011100101100010 | 000000 | 0 | A | 9 | AEAAABJkAOWI | A | TRUE | 0 | 000000 | 00000000100000000000000000000000001001001100100000000001110010110001000 | 000000001 | 1 | Cntrl6 | [10 empty] | 2 |  |  | 3 |  |  | 6 |  |  |  |  | 3 |  |  |  | 4 |  |  |  | 3 |  |  |  | 4 |  |  | 15 |  |  |  | 30 |  |  | 35 |  |  | 76 |  |  | 96 |  |  | 242 |  |  | 301 |  |  | 452 |  |  |  | 76 |  |  | 76 | [12 empty] | Determine insulation |  |  | thickness (mm) |  | 325 | [6 empty] | 0
3 | C | 0 | 9 | 000000000 | 0001000000000000000000000000010010011001000000000011100101100010 | 000100 | 4 | E | 9 | EAAABJkAOWI | E | TRUE | 4 | 000100 | 00000000000000000000000001001001100100000000001110010110001000 | 000000000 | 0 | Cntrl12 | [67 empty] | FALSE | 1 | single layer or two layers of same material | [8 empty] | material thermal |  |  |  |  | ------------- | = | 0.065 | thermal conductivity (W/m.K)
4 | D | 0 | 8 | 00000000 | 0000000000000000000000010010011001000000000011100101100010 | 000000 | 0 | A | 8 | AAABJkAOWI | A | TRUE | 0 | 000000 | 00000000000000001001001100100000000001110010110001000 | 00000000 | 0 | Cntrl13 | [26 empty] | FALSE | [8 empty] | insulation width |  |  |  | lower layer R-value |  |  | Area-Perimeter |  |  | compressed R-value |  |  | ISIL frame depth |  |  | ISIL frame fraction |  |  | ISIL R-value |  |  | insulation k |  |  |  | insulation R-value |  |  | target R-value | [13 empty] | conductivity |  |  | R-value (m2.K/W) |  | 5
5 | E | 0 | 7 | 0000000 | 0000000000000000010010011001000000000011100101100010 | 000000 | 0 | A | 7 | AABJkAOWI | A | TRUE | 0 | 000000 | 000000001001001100100000000001110010110001000 | 0000000 | 0 | Cntrl14 | [15 empty] | Lining | [10 empty] | FALSE | [40 empty] | FALSE | Target roof thermal resistance (m2K/W) |  | Roof cladding |  |  | 1 | Profiled metal
6 | F | 36 | 7 | 0100100 | 0000000000010010011001000000000011100101100010 | 000000 | 0 | A | 7 | ABJkAOWI | A | TRUE | 0 | 000000 | 01001001100100000000001110010110001000 | 0100100 | 36 | Cntrl11 | [12 empty] | 1 or 2 layers | [7 empty] | cladding |  |  |  | ISIL type |  | FALSE |  | joist height |  |  |  | Joist spacing | [6 empty] | 0 |  | #DIV/0!
7 | G | 50 | 6 | 110010 | 0000010010011001000000000011100101100010 | 000001 | 1 | B | 6 | BJkAOWI | B | TRUE | 1 | 000001 | 1100100000000001110010110001000 | 110010 | 50 | Cntrl9 | [10 empty] | 17 | 0 |  | 16 | 1 |  | 4 | lining | 0 |  |  | 2 |  |  |  | 1 |  |  |  | 3 |  |  |  | 5 |  |  | 10 |  |  | 1.6 | 15 | 0 |  | 9 |  |  | 11 | 5.4 |  | 14 | 0 |  | 13 | 0 |  | 12 | 0 |  | 6 |  |  |  | 8 |  |  | 7 |  | FALSE |  |  | Joist/Cord height (mm) |  |  | 1 | 140
8 | H | 0 | 5 | 00000 | 0010011001000000000011100101100010 | 001001 | 9 | J | 5 | JkAOWI | J | TRUE | 9 | 001001 | 0000000001110010110001000 | 00000 | 0 | Cntrl15 | [9 empty] | 1 | 1 | full insul. thick. compressed | 2 | 2 | single layer or two layers of same material | 5 | 5 | 10 mm plasterboard | 0 | 0.045 | 2 | 2 | Profiled metal | 0 | 2 | 2 | none | 0 | 2 | 3 | 140 | 1 | 2 | 4 | 600 | 10 | 1 | 950 |  | 30 | 1 | 0 | 51 | 51 | 0 | 41 | 37 | 5.4 | 96 | 1 | 0 | 242 | 1 | 0 | 301 | 1 | 0 | 202 | 2 | 0.065 | 76 | 22 | 77 | 1.5 | 25 | 25 | 6.6 | [19 empty] | #VALUE!
9 | I | 0 | 4 | 0000 | 1001000000000011100101100010 | 100100 | 36 | k | 4 | kAOWI | k | FALSE | 36 | 100100 | 00001110010110001000 | 0000 | 0 | Cntrl10 | [10 empty] | 1 | full insul. thick. compressed |  | 1 |  |  | 1 |  |  |  |  | 1 |  |  |  | 1 |  |  |  | 1 |  |  |  | 1 |  |  | 1 | 950 |  |  | 1 |  |  | 1 | 5.0 |  | 1 | 9 |  | 1 |  |  | 1 |  |  | 1 |  |  | 1 |  |  |  | 1 |  |  | 1 | 9.0 | FALSE |  |  | Primary insulation conductivity (W/mK) |  |  | 0.045 | 0.065 |  |  | Joist/Cord spacing (mm) |  |  | 1 | 600
10 | J | 3 | 2 | 11 | 0000000011100101100010 | 000000 | 0 | A | 2 | AOWI | A | TRUE | 0 | 000000 | 1110010110001000 | 11 | 3 | Cntrl5 | [10 empty] | 2 | full insul. thick. compressed |  | 2 | single layer or two layers of same material |  | 2 | None | -0.045 | 0 |  | 2 | Profiled metal |  |  | 2 | none |  |  | 2 | 90 |  |  | 2 | 1200 |  | 2 | 900 | 3.4 | 5 | 2 | --------- |  | 2 | 4.9 |  | 2 | 8.9 | 95 | 2 | --------- | 25 | 2 | --------- | 3 | 2 | --------- | 0.065 | 2 | 0.065 | 585 | 9.0 | 2 | 9.0 |  | 2 | 8.9 | FALSE | [14 empty] | Total primary insulation R-value
11 | K | 2 | 2 | 10 | 0011100101100010 | 001110 | 14 | O | 2 | OWI | O | TRUE | 14 | 001110 | 10010110001000 | 10 | 2 | Cntrl3 | [13 empty] | 3 | 2-layers with lower an exact fit to top of joist/cord |  | 3 | 7 mm plywood | 0.005 | 0.05 |  | 3 | Concrete or clay tile |  |  | 3 | unframed |  |  | 3 | 140 |  |  | 3 | 900 |  | 3 | 850 | 3.3 | 4.9 | 3 | --------- |  | 3 | 4.8 |  | 3 | 8.8 | 94 | 3 | --------- | 24.9 | 3 | --------- | 2.99 | 3 | --------- | 0.0649 | 3 | 0.0649 | 578.5 | 8.9 | 3 | 8.9 |  | 3 | 8.8
12 | L | 1 | 2 | 01 | 0101100010 | 010110 | 22 | W | 2 | WI | W | TRUE | 22 | 010110 | 010110001000 | 01 | 1 | Cntrl1 | [16 empty] | 4 | 13 mm plywood | 0.055 | 0.1 | [5 empty] | 4 | framed | [6 empty] | 4 | 600 |  | 4 | 800 | 3.2 | 4.8 | 4 | --------- |  | 4 | 4.7 |  | 4 | 8.7 | 93 | 4 | --------- | 24.8 | 4 | --------- | 2.98 | 4 | --------- | 0.0648 | 4 | 0.0648 | 572 | 8.8 | 4 | 8.8 |  | 4 | 8.7 | FALSE | 6.6 | 6.6 |  |  |  | 0 | 0 |  |  | Total primary insulation layer(s) R-value |  |  | 7 | 1.5 |  | 1.5 | R 1.5
13 | M | 1 | 2 | 01 | 0010 | 001000 | 8 | I | 2 | I | I | TRUE | 8 | 001000 | 0110001000 | 01 | 1 | Cntrl2 | [16 empty] | 5 | 10 mm plasterboard | 0 | 0.045 | [16 empty] | 5 | 750 | 3.1 | 4.7 | 5 | --------- |  | 5 | 4.6 |  | 5 | 8.6 | 92 | 5 | --------- | 24.7 | 5 | --------- | 2.97 | 5 | --------- | 0.0647 | 5 | 0.0647 | 565.5 | 8.7 | 5 | 8.7 |  | 5 | 8.6 | FALSE
14 | N | 4 | 3 | 100 |  |  |  |  | 3 | [5 empty] | 10001000 | 100 | 4 | Cntrl4 | [16 empty] | 6 | 13 mm plasterboard | 0.014 | 0.059 | [16 empty] | 6 | 700 | 3 | 4.6 | 6 | --------- |  | 6 | 4.5 |  | 6 | 8.5 | 91 | 6 | --------- | 24.6 | 6 | --------- | 2.96 | 6 | --------- | 0.0646 | 6 | 0.0646 | 559 | 8.6 | 6 | 8.6 |  | 6 | 8.5 | [16 empty] | Roof R-value if cords & joists not covered by insul.
15 | O | 1 | 2 | 01 |  |  |  |  | 2 | [5 empty] | 01000 | 01 | 1 | Cntrl16 | [22 empty] | 1 | 1 | 1 | [11 empty] | 7 | 650 | 2.9 | 4.5 | 7 | --------- |  | 7 | 4.4 |  | 7 | 8.4 | 90 | 7 | --------- | 24.5 | 7 | --------- | 2.95 | 7 | --------- | 0.0645 | 7 | 0.0645 | 552.5 | 8.5 | 7 | 8.5 |  | 7 | 8.4 | FALSE |  |  | Secondary Insulation |  |  | 0 | none |  |  | thickness |  |  | 98 mm
16 | P | 0 | 1 | 0 |  |  |  |  | 1 | [5 empty] | 000 | 0 | 0 | Cntrl17 | [22 empty] | 2 | 1 | 1 | [11 empty] | 8 | 600 | 2.8 | 4.4 | 8 | --------- |  | 8 | 4.3 |  | 8 | 8.3 | 89 | 8 | --------- | 24.4 | 8 | --------- | 2.94 | 8 | --------- | 0.0644 | 8 | 0.0644 | 546 | 8.4 | 8 | 8.4 |  | 8 | 8.3 | FALSE | [6 empty] | 0 | 0
17 | Q | [39 empty] | 3 | 2 | 2 | [11 empty] | 9 | 550 | 2.7 | 4.3 | 9 | --------- |  | 9 | 4.2 |  | 9 | 8.2 | 88 | 9 | --------- | 24.3 | 9 | --------- | 2.93 | 9 | --------- | 0.0643 | 9 | 0.0643 | 539.5 | 8.3 | 9 | 8.3 |  | 9 | 8.2 | FALSE | [6 empty] | 0 | 0 | [16 empty] | #VALUE!
18 | R | [34 empty] | -0.045 | 0 |  |  |  | 4 | 2 | 2 | [11 empty] | 10 | 500 | 2.6 | 4.2 | 10 | --------- |  | 10 | 4.1 |  | 10 | 8.1 | 87 | 10 | --------- | 24.2 | 10 | --------- | 2.92 | 10 | --------- | 0.0642 | 10 | 0.0642 | 533 | 8.2 | 10 | 8.2 |  | 10 | 8.1 | [7 empty] | 0 | 0 |  | Roof R-value if joist/cord covered by insulation |  |  | 1.5634 |  |  | 2.0255
19 | S | [34 empty] | 0.005 | 0.05 |  |  |  | 5 | 3 | 3 | [11 empty] | 11 | 450 | 2.5 | 4.1 | 11 | --------- |  | 11 | 4.0 |  | 11 | 8 | 86 | 11 | --------- | 24.1 | 11 | --------- | 2.91 | 11 | --------- | 0.0641 | 11 | 0.0641 | 526.5 | 8.1 | 11 | 8.1 |  | 11 | 8.0
20 | T | [34 empty] | 0.055 | 0.1 |  |  |  | 6 | 3 | 3 | [11 empty] | 12 | 400 | 2.4 | 4 | 12 | --------- |  | 12 | 3.9 |  | 12 | 7.9 | 85 | 12 | --------- | 24 | 12 | --------- | 2.9 | 12 | --------- | 0.064 | 12 | 0.064 | 520 | 8.0 | 12 | 8.0 |  | 12 | 7.9
21 | U | [34 empty] | 0 | 0.045 | [17 empty] | 13 | 300 | 2.3 | 3.9 | 13 | --------- |  | 13 | 3.8 |  | 13 | 7.8 | 84 | 13 | --------- | 23.9 | 13 | --------- | 2.89 | 13 | --------- | 0.0639 | 13 | 0.0639 | 513.5 | 7.9 | 13 | 7.9 |  | 13 | 7.8 | FALSE |  |  | Lining |  | 3 | 10 mm plasterboard
22 | V | [34 empty] | 0.014 | 0.059 | [17 empty] | 14 | 350 | 2.2 | 3.8 | 14 | --------- |  | 14 | 3.7 |  | 14 | 7.7 | 83 | 14 | --------- | 23.8 | 14 | --------- | 2.88 | 14 | --------- | 0.0638 | 14 | 0.0638 | 507 | 7.8 | 14 | 7.8 |  | 14 | 7.7
23 | W | [53 empty] | 15 | 300 | 2.1 | 3.7 | 15 | --------- |  | 15 | 3.6 |  | 15 | 7.6 | 82 | 15 | --------- | 23.7 | 15 | --------- | 2.87 | 15 | --------- | 0.0637 | 15 | 0.0637 | 500.5 | 7.7 | 15 | 7.7 |  | 15 | 7.6 |  | Insulation covering over the top of joist/cord | [10 empty] | Insulation not covering over the top of joist/cord
24 | X | [55 empty] | 2 | 3.6 | 16 | --------- |  | 16 | 3.5 |  | 16 | 7.5 | 81 | 16 | --------- | 23.6 | 16 | --------- | 2.86 | 16 | --------- | 0.0636 | 16 | 0.0636 | 494 | 7.6 | 16 | 7.6 |  | 16 | 7.5 | [22 empty] | Correction for reduced perimeter insulation
25 | Y | [55 empty] | 1.9 | 3.5 | 17 | --------- |  | 17 | 3.4 |  | 17 | 7.4 | 80 | 17 | --------- | 23.5 | 17 | --------- | 2.85 | 17 | --------- | 0.0635 | 17 | 0.0635 | 487.5 | 7.5 | 17 | 7.5 |  | 17 | 7.4 |  | Insulation |  | joist / cord spacing (mm) |  |  | Insulation |  | joist / cord spacing (mm) |  |  |  | Insulation |  | joist / cord spacing (mm) |  |  | Insulation |  | joist / cord spacing (mm)
26 | Z | [55 empty] | 1.8 | 3.4 | 18 | --------- |  | 18 | 3.3 |  | 18 | 7.3 | 79 | 18 | --------- | 23.4 | 18 | --------- | 2.84 | 18 | --------- | 0.0634 | 18 | 0.0634 | 481 | 7.4 | 18 | 7.4 |  | 18 | 7.3
27 | a | [55 empty] | 1.7 | 3.3 | 19 | --------- |  | 19 | 3.2 |  | 19 | 7.2 | 78 | 19 | --------- | 23.3 | 19 | --------- | 2.83 | 19 | --------- | 0.0633 | 19 | 0.0633 | 474.5 | 7.3 | 19 | 7.3 |  | 19 | 7.2 |  | thickness | R-value | 600 | 900 | 1200 | thickness | R-value | 600 | 900 | 1200 |  | thickness | R-value | 600 | 900 | 1200 | thickness | R-value | 600 | 900 | 1200
28 | b | [55 empty] | 1.6 | 3.2 | 20 | --------- |  | 20 | 3.1 |  | 20 | 7.1 | 77 | 20 | --------- | 23.2 | 20 | --------- | 2.82 | 20 | --------- | 0.0632 | 20 | 0.0632 | 468 | 7.2 | 20 | 7.2 |  | 20 | 7.1 |  | 338 | 5.2 | 5.3168 | 5.345 | 5.3589 | 585 | 9.0 | 9.163 | 9.1818 | 9.1919 |  | 338 | 5.2 | 3.5133 | 4.0903 | 4.4275 | 585 | 9.0 | 3.8601 | 4.9475 | 5.8066
29 | c | [33 empty] | P_blank2 | 2 | P_RP_S_B | 1 | [18 empty] | 1.5 | 3.1 | 21 | --------- |  | 21 | 3.0 |  | 21 | 7 | 76 | 21 | --------- | 23.1 | 21 | --------- | 2.81 | 21 | --------- | 0.0631 | 21 | 0.0631 | 461.5 | 7.1 | 21 | 7.1 |  | 21 | 7.0 |  | 331.5 | 5.1 | 5.2155 | 5.2439 | 5.258 | 578.5 | 8.9 | 9.0619 | 9.0809 | 9.0911 |  | 331.5 | 5.1 | 3.488 | 4.0479 | 4.3725 | 578.5 | 8.9 | 3.8663 | 4.9438 | 5.788
30 | d | [18 empty] | Profiled Metal | [5 empty] | Concrete tile | [30 empty] | 1.4 | 3 | 22 | --------- |  | 22 | 2.9 |  | 22 | 6.9 | 75 | 22 | --------- | 23 | 22 | --------- | 2.8 | 22 | --------- | 0.063 | 22 | 0.063 | 455 | 7.0 | 22 | 7.0 |  | 22 | 6.9 |  | 325 | 5.0 | 5.1141 | 5.1429 | 5.157 | 572 | 8.8 | 8.9607 | 8.9801 | 8.9903 |  | 325 | 5.0 | 3.4619 | 4.0045 | 4.3166 | 572 | 8.8 | 3.8717 | 4.9391 | 5.7685
31 | e | [18 empty] | 90 mm |  |  | 140 mm |  |  | 90 mm |  |  | 140 mm |  |  |  | 4 | 1 | [22 empty] | 1.3 | 2.9 | 23 | --------- |  | 23 | 2.8 |  | 23 | 6.8 | 74 | 23 | --------- | 22.9 | 23 | --------- | 2.79 | 23 | --------- | 0.0629 | 23 | 0.0629 | 448.5 | 6.9 | 23 | 6.9 |  | 23 | 6.8 |  | 318.5 | 4.9 | 5.0128 | 5.0418 | 5.0561 | 565.5 | 8.7 | 8.8596 | 8.8792 | 8.8895 |  | 318.5 | 4.9 | 3.4349 | 3.96 | 4.2596 | 565.5 | 8.7 | 3.8762 | 4.9333 | 5.7481 | Ceiling Area-Perimeter fraction
32 | f | [18 empty] | none | R 1.0 | R 1.2 | none | R 1.0 | R 1.2 | none | R 1.0 | R 1.2 | none | R 1.0 | R 1.2 | [25 empty] | 1.2 | 2.8 | 24 | --------- |  | 24 | 2.7 |  | 24 | 6.7 | 73 | 24 | --------- | 22.8 | 24 | --------- | 2.78 | 24 | --------- | 0.0628 | 24 | 0.0628 | 442 | 6.8 | 24 | 6.8 |  | 24 | 6.7 |  | 312 | 4.8 | 4.9114 | 4.9407 | 4.9552 | 559 | 8.6 | 8.7585 | 8.7783 | 8.7886 |  | 312 | 4.8 | 3.4072 | 3.9146 | 4.2018 | 559 | 8.6 | 3.88 | 4.9265 | 5.7266
33 | g | [32 empty] | 3 |  |  | 1 | 0.063 | [5 empty] | 0 | 0 |  | 0 | [9 empty] | 1.1 | 2.7 | 25 | --------- |  | 25 | 2.6 |  | 25 | 6.6 | 72 | 25 | --------- | 22.7 | 25 | --------- | 2.77 | 25 | --------- | 0.0627 | 25 | 0.0627 | 435.5 | 6.7 | 25 | 6.7 |  | 25 | 6.6 |  | 305.5 | 4.7 | 4.8101 | 4.8397 | 4.8543 | 552.5 | 8.5 | 8.6574 | 8.6773 | 8.6878 |  | 305.5 | 4.7 | 3.3786 | 3.8681 | 4.143 | 552.5 | 8.5 | 3.8829 | 4.9187 | 5.7042 | Insulation width (mm) |  |  | 500 | 950
34 | h |  |  |  | Roof spaces | [28 empty] | 1 | 0.037 |  | 2 | 0.05 |  |  | timber R | 0 | 0 | 0 | 0 | 0 | 0 | [9 empty] | 1 | 2.6 | 26 | --------- |  | 26 | 2.5 |  | 26 | 6.5 | 71 | 26 | --------- | 22.6 | 26 | --------- | 2.76 | 26 | --------- | 0.0626 | 26 | 0.0626 | 429 | 6.6 | 26 | 6.6 |  | 26 | 6.5 |  | 299 | 4.6 | 4.7087 | 4.7386 | 4.7533 | 546 | 8.4 | 8.5563 | 8.5764 | 8.587 |  | 299 | 4.6 | 3.3491 | 3.8206 | 4.0832 | 546 | 8.4 | 3.8849 | 4.9099 | 5.6809
35 | i |  |  |  | reference | mAEAAABJkAOWI | [27 empty] | 2 | 0.05 |  | 3 | 0.037 |  |  | insul R | 0 | 100 | 0 | [12 empty] | 0.9 | 2.5 | 27 | --------- |  | 27 | 2.4 |  | 27 | 6.4 | 70 | 27 | --------- | 22.5 | 27 | --------- | 2.75 | 27 | --------- | 0.0625 | 27 | 0.0625 | 422.5 | 6.5 | 27 | 6.5 |  | 27 | 6.4 |  | 292.5 | 4.5 | 4.6074 | 4.6375 | 4.6524 | 539.5 | 8.3 | 8.4551 | 8.4755 | 8.4861 |  | 292.5 | 4.5 | 3.3189 | 3.7721 | 4.0224 | 539.5 | 8.3 | 3.8862 | 4.9001 | 5.6566
36 | j |  |  |  | Insulation installed as a single layer or as two layers ? | single layer or two layers of same material | [12 empty] | thickness | 450 | 450 | 450 | 450 | 450 | 450 | 450 | 450 | 450 | 450 | 450 | 450 |  | 450 | 3 | 0.063 | [21 empty] | 0.8 | 2.4 | 28 | --------- |  | 28 | 2.3 |  | 28 | 6.3 | 69 | 28 | --------- | 22.4 | 28 | --------- | 2.74 | 28 | --------- | 0.0624 | 28 | 0.0624 | 416 | 6.4 | 28 | 6.4 |  | 28 | 6.3 |  | 286 | 4.4 | 4.506 | 4.5364 | 4.5515 | 533 | 8.2 | 8.354 | 8.3746 | 8.3853 |  | 286 | 4.4 | 3.2878 | 3.7225 | 3.9607 | 533 | 8.2 | 3.8866 | 4.8892 | 5.6313 |  |  | one layer or two layers of same material
37 | k |  |  |  | Roof cladding | Profiled metal | [31 empty] | -2.7701e-05 | [18 empty] | 0.7 | 2.3 | 29 | --------- |  | 29 | 2.2 |  | 29 | 6.2 | 68 | 29 | --------- | 22.3 | 29 | --------- | 2.73 | 29 | --------- | 0.0623 | 29 | 0.0623 | 409.5 | 6.3 | 29 | 6.3 |  | 29 | 6.2 |  | 279.5 | 4.3 | 4.4046 | 4.4353 | 4.4505 | 526.5 | 8.1 | 8.2528 | 8.2737 | 8.2844 |  | 279.5 | 4.3 | 3.2559 | 3.672 | 3.8981 | 526.5 | 8.1 | 3.8861 | 4.8774 | 5.6051
38 | l |  |  |  | Joist/Cord height (mm) | 140 | [12 empty] | k1 | 0.037 | 0.037 | 0.037 | 0.037 | 0.037 | 0.037 | 0.037 | 0.037 | 0.037 | 0.037 | 0.037 | 0.037 |  |  | 1 | 600 |  |  | 1.0142 |  |  | A/P for ceiling |  |  |  |  | 0 | #DIV/0! | L/AP | a | [7 empty] | 0.6 | 2.2 | 30 | --------- |  | 30 | 2.1 |  | 30 | 6.1 | 67 | 30 | --------- | 22.2 | 30 | --------- | 2.72 | 30 | --------- | 0.0622 | 30 | 0.0622 | 403 | 6.2 | 30 | 6.2 |  | 30 | 6.1 |  | 273 | 4.2 | 4.3032 | 4.3342 | 4.3496 | 520 | 8.0 | 8.1517 | 8.1727 | 8.1836 |  | 273 | 4.2 | 3.2231 | 3.6204 | 3.8344 | 520 | 8.0 | 3.8849 | 4.8645 | 5.5779 |  |  | 1 | full insul. thick. compressed
39 | m |  |  |  | Primary insulation conductivity (W/mK) | 0.065 | [12 empty] | k2 | 0.05 | 0.05 | 0.05 | 0.05 | 0.05 | 0.05 | 0.05 | 0.05 | 0.05 | 0.05 | 0.05 | 0.05 |  |  | 1 | 600 |  |  | 0.031669 |  |  | width of perim insulation reduction |  |  |  |  | 0.95 | #DIV/0! |  | a*(1-a/4) | [12 empty] | 31 | 2.0 |  | 31 | 6 | 66 | 31 | --------- | 22.1 | 31 | --------- | 2.71 | 31 | --------- | 0.0621 | 31 | 0.0621 | 396.5 | 6.1 | 31 | 6.1 |  | 31 | 6.0 |  | 266.5 | 4.1 | 4.2018 | 4.2331 | 4.2486 | 513.5 | 7.9 | 8.0505 | 8.0718 | 8.0827 |  | 266.5 | 4.1 | 3.1895 | 3.5678 | 3.7698 | 513.5 | 7.9 | 3.8828 | 4.8506 | 5.5498 |  |  | compressed primary insul. R-value
40 | n |  |  |  |  | 0 | [12 empty] | k3 | 0.063 | 0.063 | 0.063 | 0.063 | 0.063 | 0.063 | 0.063 | 0.063 | 0.063 | 0.063 | 0.063 | 0.063 |  |  | 2 | 900 |  |  | -0.043336 |  |  | Reduced R-value at perimeter of ceiling |  |  |  |  | 3.56 | #DIV/0! | [14 empty] | 32 | 1.9 |  | 32 | 5.9 | 65 | 32 | --------- | 22 | 32 | --------- | 2.7 | 32 | --------- | 0.062 | 32 | 0.062 | 390 | 6.0 | 32 | 6.0 |  | 32 | 5.9 |  | 260 | 4.0 | 4.1004 | 4.132 | 4.1477 | 507 | 7.8 | 7.9493 | 7.9709 | 7.9819 |  | 260 | 4.0 | 3.1551 | 3.5142 | 3.7043 | 507 | 7.8 | 3.8799 | 4.8357 | 5.5207 |  |  |  |  | 5 | 5.4
41 | o |  |  |  | Secondary Insulation | none | [27 empty] | 3 | 1200 |  |  | 0.7202 |  |  | R-value at centre of ceiling |  |  |  |  | 1.5634 | #DIV/0! | [14 empty] | 33 | 1.8 |  | 33 | 5.8 | 64 | 33 | --------- | 21.9 | 33 | --------- | 2.69 | 33 | --------- | 0.0619 | 33 | 0.0619 | 383.5 | 5.9 | 33 | 5.9 |  | 33 | 5.8 |  | 253.5 | 3.9 | 3.999 | 4.0309 | 4.0467 | 500.5 | 7.7 | 7.8482 | 7.8699 | 7.881 |  | 253.5 | 3.9 | 3.1199 | 3.4596 | 3.6378 | 500.5 | 7.7 | 3.8762 | 4.8197 | 5.4906
42 | p |  |  |  | ---------- | 0 | [13 empty] | 600 | 600 | 600 | 600 | 600 | 600 | 400 | 400 | 400 | 400 | 400 | 400 | [6 empty] | 1.007 | [9 empty] | 3.5614 | 5.4 | [12 empty] | 34 | 1.7 |  | 34 | 5.7 | 63 | 34 | --------- | 21.8 | 34 | --------- | 2.68 | 34 | --------- | 0.0618 | 34 | 0.0618 | 377 | 5.8 | 34 | 5.8 |  | 34 | 5.7 |  | 247 | 3.8 | 3.8976 | 3.9298 | 3.9458 | 494 | 7.6 | 7.747 | 7.769 | 7.7802 |  | 247 | 3.8 | 3.0838 | 3.4039 | 3.5704 | 494 | 7.6 | 3.8716 | 4.8028 | 5.4596
43 | q |  |  |  | ---------- | 0 | [13 empty] | 900 | 900 | 900 | 900 | 900 | 900 | 600 | 600 | 600 | 600 | 600 | 600 | [9 empty] | Total R-value incl. perimeter | [5 empty] | #DIV/0! | 3.56 | 5.4 | [12 empty] | 35 | 1.6 |  | 35 | 5.6 | 62 | 35 | --------- | 21.7 | 35 | --------- | 2.67 | 35 | --------- | 0.0617 | 35 | 0.0617 | 370.5 | 5.7 | 35 | 5.7 |  | 35 | 5.6 |  | 240.5 | 3.7 | 3.7962 | 3.8287 | 3.8448 | 487.5 | 7.5 | 7.6458 | 7.668 | 7.6793 |  | 240.5 | 3.7 | 3.0469 | 3.3472 | 3.5019 | 487.5 | 7.5 | 3.8662 | 4.7848 | 5.4276
44 | r |  |  |  | ---------- | 0 | [13 empty] | 1200 | 1200 | 1200 | 1200 | 1200 | 1200 | 900 | 900 | 900 | 900 | 900 | 900 | [30 empty] | 36 | 1.5 |  | 36 | 5.5 | 61 | 36 | --------- | 21.6 | 36 | --------- | 2.66 | 36 | --------- | 0.0616 | 36 | 0.0616 | 364 | 5.6 | 36 | 5.6 |  | 36 | 5.5 |  | 234 | 3.6 | 3.6948 | 3.7276 | 3.7439 | 481 | 7.4 | 7.5446 | 7.5671 | 7.5785 |  | 234 | 3.6 | 3.0092 | 3.2896 | 3.4326 | 481 | 7.4 | 3.86 | 4.7658 | 5.3947 | R-value around perimeter (m2K/W)
45 | s |  |  |  | Lining | 10 mm plasterboard | [27 empty] | k |  | w | 600 | 900 | 1200 | [22 empty] | 37 | 1.4 |  | 37 | 5.4 | 60 | 37 | --------- | 21.5 | 37 | --------- | 2.65 | 37 | --------- | 0.0615 | 37 | 0.0615 | 357.5 | 5.5 | 37 | 5.5 |  | 37 | 5.4 |  | 227.5 | 3.5 | 3.5933 | 3.6265 | 3.6429 | 474.5 | 7.3 | 7.4434 | 7.4661 | 7.4776 |  | 227.5 | 3.5 | 2.9706 | 3.2309 | 3.3622 | 474.5 | 7.3 | 3.8529 | 4.7458 | 5.3608
46 | t |  |  |  | Joist/Cord spacing (mm) | 600 | [12 empty] | k1 | 0.0055936 | 0.0053779 | 0.0054096 | 0.0076098 | 0.007406 | 0.0074951 | 0.0083657 | 0.0083657 | 0.0083657 | 0.011292 | 0.011292 | 0.011292 |  | 0.0076098 | -2.7701e-05 | aa | 0.037 | 0.0076098 | 0.0051049 | 0.0038623 | [22 empty] | 38 | 1.3 |  | 38 | 5.3 | 59 | 38 | --------- | 21.4 | 38 | --------- | 2.64 | 38 | --------- | 0.0614 | 38 | 0.0614 | 351 | 5.4 | 38 | 5.4 |  | 38 | 5.3 |  | 221 | 3.4 | 3.4919 | 3.5253 | 3.5419 | 468 | 7.2 | 7.3422 | 7.3652 | 7.3767 |  | 221 | 3.4 | 2.9313 | 3.1711 | 3.2909 | 468 | 7.2 | 3.845 | 4.7247 | 5.326
47 | u |  |  |  | Total primary insulation layer(s) R-value | 1.5 | [13 empty] | 0.97672 | 0.95984 | 0.96371 | 0.93534 | 0.91485 | 0.92271 | 0.96012 | 0.96012 | 0.96012 | 0.89424 | 0.89424 | 0.89424 |  | 0.93534 | 1.0142 | ab |  | 0.93534 | 0.96317 | 0.97697 | [22 empty] | 39 | 1.2 |  | 39 | 5.2 | 58 | 39 | --------- | 21.3 | 39 | --------- | 2.63 | 39 | --------- | 0.0613 | 39 | 0.0613 | 344.5 | 5.3 | 39 | 5.3 |  | 39 | 5.2 |  | 214.5 | 3.3 | 3.3904 | 3.4242 | 3.441 | 461.5 | 7.1 | 7.241 | 7.2642 | 7.2759 |  | 214.5 | 3.3 | 2.891 | 3.1104 | 3.2187 | 461.5 | 7.1 | 3.8363 | 4.7027 | 5.2901 | Overall roof R-value (m2K/W)
48 | v |  |  |  | thickness | 98 mm | [13 empty] | -0.071818 | 1.046 | 1.1262 | -0.015574 | 1.1252 | 1.382 | -0.16873 | 0.90127 | 1.2113 | -0.042261 | 1.0277 | 1.3377 |  | -0.015574 | 0.031669 | ac |  | -0.015574 | 0.00085712 | 0.009349 |  | 2 | P_blank2 |  | 1 | P_RP_S_B |  |  | P_RP_S_B | [13 empty] | 40 | 1.1 |  | 40 | 5.1 | 57 | 40 | --------- | 21.2 | 40 | --------- | 2.62 | 40 | --------- | 0.0612 | 40 | 0.0612 | 338 | 5.2 | 40 | 5.2 |  | 40 | 5.1 |  | 208 | 3.2 | 3.289 | 3.3231 | 3.34 | 455 | 7.0 | 7.1398 | 7.1632 | 7.175 |  | 208 | 3.2 | 2.85 | 3.0486 | 3.1455 | 455 | 7.0 | 3.8268 | 4.6796 | 5.2534
49 | w | [18 empty] | 0.0036822 | 0.0036031 | 0.0036367 | 0.0051049 | 0.0049169 | 0.0050079 | 0.0055936 | 0.0055936 | 0.0055936 | 0.0076098 | 0.0076098 | 0.0076098 |  | 0.0051049 | -2.5722e-05 | ba | 0.05 | 0.0017709 | 0.0012228 | 0.00091413 |  | 1 | P_blank |  | 1 | P_RP_S_B | [16 empty] | 41 | 1.0 |  | 41 | 5 | 56 | 41 | --------- | 21.1 | 41 | --------- | 2.61 | 41 | --------- | 0.0611 | 41 | 0.0611 | 331.5 | 5.1 | 41 | 5.1 |  | 41 | 5.0 |  | 201.5 | 3.1 | 3.1875 | 3.2219 | 3.239 | 448.5 | 6.9 | 7.0385 | 7.0622 | 7.0741 |  | 201.5 | 3.1 | 2.8081 | 2.9859 | 3.0713 | 448.5 | 6.9 | 3.8164 | 4.6555 | 5.2156
50 | x |  |  |  | Roof R-value if joist/cord covered by insulation | 1.5634 | [13 empty] | 0.98879 | 0.98379 | 0.98766 | 0.96317 | 0.94958 | 0.95738 | 0.97672 | 0.97672 | 0.97672 | 0.93534 | 0.93534 | 0.93534 |  | 0.96317 | 1.0115 | bb |  | 0.99945 | 1.0028 | 1.0048 |  | 2 | P_blank2 |  | 2 | P_RP_C_D |  |  | P_RP_S_B | [13 empty] | 42 | 0.9 |  | 42 | 4.9 | 55 | 42 | --------- | 21 | 42 | --------- | 2.6 | 42 | --------- | 0.061 | 42 | 0.061 | 325 | 5.0 | 42 | 5.0 |  | 42 | 4.9 |  | 195 | 3 | 3.0861 | 3.1208 | 3.138 | 442 | 6.8 | 6.9373 | 6.9613 | 6.9733 |  | 195 | 3 | 2.7654 | 2.9221 | 2.9962 | 442 | 6.8 | 3.8052 | 4.6304 | 5.177
51 | y |  |  |  | ---------- | ---------- | [13 empty] | -0.010214 | 1.0948 | 1.1747 | 0.00085712 | 1.1349 | 1.3921 | -0.071818 | 0.99818 | 1.3082 | -0.015574 | 1.0544 | 1.3644 |  | 0.00085712 | 0.076976 | bc |  | -0.018766 | 0.029006 | 0.052531 |  | 3 | P_blank3 |  | 3 | P_RP_C_B |  |  | P_RP_S_D | [13 empty] | 43 | 0.8 |  | 43 | 4.8 | 54 | 43 | --------- | 20.9 | 43 | --------- | 2.59 | 43 | --------- | 0.0609 | 43 | 0.0609 | 318.5 | 4.9 | 43 | 4.9 |  | 43 | 4.8 |  | 188.5 | 2.9 | 2.9846 | 3.0196 | 3.0371 | 435.5 | 6.7 | 6.8361 | 6.8603 | 6.8724 |  | 188.5 | 2.9 | 2.7219 | 2.8573 | 2.9201 | 435.5 | 6.7 | 3.7932 | 4.6043 | 5.1373 |  |  |  | #VALUE!
52 | z |  |  |  | ---------- | ---------- | [13 empty] | 0.0027938 | 0.0027938 | 0.0028334 | 0.0038623 | 0.0036783 | 0.0037732 | 0.0036822 | 0.0036822 | 0.0036822 | 0.0051049 | 0.0051049 | 0.0051049 |  | 0.0038623 | 9.8932e-06 | ca | 0.063 | -2.7701e-05 | -2.5722e-05 | 9.8932e-06 |  | 4 | P_RP_SIL2 |  | 4 | P_RP_S_D | [16 empty] | 44 | 0.7 |  | 44 | 4.7 | 53 | 44 | --------- | 20.8 | 44 | --------- | 2.58 | 44 | --------- | 0.0608 | 44 | 0.0608 | 312 | 4.8 | 44 | 4.8 |  | 44 | 4.7 |  | 182 | 2.8 | 2.8831 | 2.9185 | 2.9361 | 429 | 6.6 | 6.7348 | 6.7593 | 6.7715 |  | 182 | 2.8 | 2.6776 | 2.7914 | 2.843 | 429 | 6.6 | 3.7803 | 4.5772 | 5.0967
53 | 0 |  |  |  | ---------- | ---------- | [13 empty] | 0.99412 | 0.99472 | 0.99855 | 0.97697 | 0.9669 | 0.97462 | 0.98879 | 0.98879 | 0.98879 | 0.96317 | 0.96317 | 0.96317 |  | 0.97697 | 1.0098 | cb |  | 1.0142 | 1.0115 | 1.0098 |  | 5 | P_RS_S_SIL |  | 5 | P_RP_SIL | [16 empty] | 45 | 0.6 |  | 45 | 4.6 | 52 | 45 | --------- | 20.7 | 45 | --------- | 2.57 | 45 | --------- | 0.0607 | 45 | 0.0607 | 305.5 | 4.7 | 45 | 4.7 |  | 45 | 4.6 |  | 175.5 | 2.7 | 2.7817 | 2.8173 | 2.8351 | 422.5 | 6.5 | 6.6336 | 6.6583 | 6.6706 |  | 175.5 | 2.7 | 2.6324 | 2.7246 | 2.765 | 422.5 | 6.5 | 3.7666 | 4.549 | 5.0551
54 | 1 |  |  |  | ---------- | ---------- | [13 empty] | 0.022279 | 1.1225 | 1.2023 | 0.009349 | 1.1398 | 1.3972 | -0.010214 | 1.0598 | 1.3698 | 0.00085712 | 1.0709 | 1.3809 |  | 0.009349 | 0.10027 | cc |  | 0.031669 | 0.076976 | 0.10027 |  | 6 | P_PS_O_a |  | 6 | P_RP_S_B_RH | [16 empty] | 46 | 0.5 |  | 46 | 4.5 | 51 | 46 | --------- | 20.6 | 46 | --------- | 2.56 | 46 | --------- | 0.0606 | 46 | 0.0606 | 299 | 4.6 | 46 | 4.6 |  | 46 | 4.5 |  | 169 | 2.6 | 2.6802 | 2.7161 | 2.7341 | 416 | 6.4 | 6.5323 | 6.5573 | 6.5697 |  | 169 | 2.6 | 2.5864 | 2.6567 | 2.686 | 416 | 6.4 | 3.7521 | 4.5198 | 5.0126
55 | 2 |  |  |  | ---------- | ---------- | [12 empty] | k2 | 0.00041353 | 0.00018203 | 0.0001662 | 0.0017709 | 0.0016383 | 0.0017076 | 0.00054808 | 0.00054808 | 0.00054808 | 0.002588 | 0.002588 | 0.002588 |  | 0.0017709 | [7 empty] | 7 | P_PS_O_b |  | 7 | P_RP_reducedperim | [16 empty] | 47 | 0.4 |  | 47 | 4.4 | 50 | 47 | --------- | 20.5 | 47 | --------- | 2.55 | 47 | --------- | 0.0605 | 47 | 0.0605 | 292.5 | 4.5 | 47 | 4.5 |  | 47 | 4.4 |  | 162.5 | 2.5 | 2.5787 | 2.615 | 2.6331 | 409.5 | 6.3 | 6.4311 | 6.4563 | 6.4688 |  | 162.5 | 2.5 | 2.5395 | 2.5878 | 2.6061 | 409.5 | 6.3 | 3.7368 | 4.4897 | 4.9691
56 | 3 |  |  |  | ---------- | ---------- | [13 empty] | 1.0315 | 1.0331 | 1.0224 | 0.99945 | 0.99846 | 1.009 | 1.0446 | 1.0446 | 1.0446 | 0.9941 | 0.9941 | 0.9941 |  | 0.99945 | [7 empty] | 8 | P_PS_O_c | [19 empty] | 48 | 0.3 |  | 48 | 4.3 | 49 | 48 | --------- | 20.4 | 48 | --------- | 2.54 | 48 | --------- | 0.0604 | 48 | 0.0604 | 286 | 4.4 | 48 | 4.4 |  | 48 | 4.3 |  | 156 | 2.4 | 2.4772 | 2.5138 | 2.5321 | 403 | 6.2 | 6.3298 | 6.3553 | 6.3679 |  | 156 | 2.4 | 2.4918 | 2.5179 | 2.5252 | 403 | 6.2 | 3.7206 | 4.4584 | 4.9247
57 | 4 | [18 empty] | -0.081593 | 1.0172 | 0.81889 | -0.018766 | 1.1012 | 1.3527 | -0.20636 | 0.86364 | 1.1736 | -0.090296 | 0.9797 | 1.2897 |  | -0.018766 | [7 empty] | 9 | P_PS_O_T | [19 empty] | 49 | 0.2 |  | 49 | 4.2 | 48 | 49 | --------- | 20.3 | 49 | --------- | 2.53 | 49 | --------- | 0.0603 | 49 | 0.0603 | 279.5 | 4.3 | 49 | 4.3 |  | 49 | 4.2 |  | 149.5 | 2.3 | 2.3757 | 2.4126 | 2.4312 | 396.5 | 6.1 | 6.2285 | 6.2543 | 6.267 |  | 149.5 | 2.3 | 2.4433 | 2.447 | 2.4434 | 396.5 | 6.1 | 3.7036 | 4.4262 | 4.8793
58 | 5 | [18 empty] | 0.00028492 | 0.00021765 | 0.00015631 | 0.0012228 | 0.0011219 | 0.0011733 | 0.00041353 | 0.00041353 | 0.00041353 | 0.0017709 | 0.0017709 | 0.0017709 |  | 0.0012228 | [7 empty] | 10 | W_staggered | [19 empty] | 50 | 0.1 |  | 50 | 4.1 | 47 | 50 | --------- | 20.2 | 50 | --------- | 2.52 | 50 | --------- | 0.0602 | 50 | 0.0602 | 273 | 4.2 | 50 | 4.2 |  | 50 | 4.1 |  | 143 | 2.2 | 2.2742 | 2.3114 | 2.3302 | 390 | 6.0 | 6.1273 | 6.1533 | 6.1662 |  | 143 | 2.2 | 2.394 | 2.3751 | 2.3606 | 390 | 6.0 | 3.6858 | 4.393 | 4.8329
59 | 6 | [18 empty] | 1.0231 | 1.0316 | 1.0213 | 1.0028 | 1.0053 | 1.016 | 1.0315 | 1.0315 | 1.0315 | 0.99945 | 0.99945 | 0.99945 |  | 1.0028 | [7 empty] | 11 | W_ISIL_M | [5 empty] | P_RP_S_B | [13 empty] | 51 | 0 |  | 51 | 4 | 46 | 51 | --------- | 20.1 | 51 | --------- | 2.51 | 51 | --------- | 0.0601 | 51 | 0.0601 | 266.5 | 4.1 | 51 | 4.1 |  | 51 | 4.0 |  | 136.5 | 2.1 | 2.1727 | 2.2103 | 2.2292 | 383.5 | 5.9 | 6.026 | 6.0522 | 6.0653 |  | 136.5 | 2.1 | 2.3439 | 2.3021 | 2.2768 | 383.5 | 5.9 | 3.6671 | 4.3587 | 4.7856 |  |  |  | #VALUE!
60 | 7 | [18 empty] | 0.0009995 | 1.0968 | 0.89792 | 0.029006 | 1.147 | 1.3987 | -0.081593 | 0.98841 | 1.2984 | -0.018766 | 1.0512 | 1.3612 |  | 0.029006 | [7 empty] | 12 | W_T_RAB | [5 empty] | P_RP_S_D | [16 empty] | 52 | 3.9 | 45 | 52 | --------- | 20 | 52 | --------- | 2.5 | 52 | --------- | 0.06 | 52 | 0.06 | 260 | 4.0 | 52 | 4.0 |  | 52 | 3.9 |  | 130 | 2 | 2.0711 | 2.1091 | 2.1282 | 377 | 5.8 | 5.9247 | 5.9512 | 5.9644 |  | 130 | 2 | 2.2929 | 2.2282 | 2.1921 | 377 | 5.8 | 3.6476 | 4.3234 | 4.7373
61 | 8 | [18 empty] | 0.00019786 | 0.00018401 | 0.00015829 | 0.00091413 | 0.00084092 | 0.00090028 | 0.00028492 | 0.00028492 | 0.00028492 | 0.0012228 | 0.0012228 | 0.0012228 |  | 0.00091413 | [7 empty] | 13 | STF_lined | [5 empty] | P_RP_C_B | [16 empty] | 53 | 3.8 | 44 | 53 | --------- | 19.9 | 53 | --------- | 2.49 | 53 | --------- | 0.0599 | 53 | 0.0599 | 253.5 | 3.9 | 53 | 3.9 |  | 53 | 3.8 |  | 123.5 | 1.9 | 1.9696 | 2.0079 | 2.0272 | 370.5 | 5.7 | 5.8234 | 5.8502 | 5.8634 |  | 123.5 | 1.9 | 2.241 | 2.1532 | 2.1064 | 370.5 | 5.7 | 3.6273 | 4.2871 | 4.6881
62 | 9 | [18 empty] | 1.0192 | 1.0313 | 1.0207 | 1.0048 | 1.0089 | 1.0194 | 1.0231 | 1.0231 | 1.0231 | 1.0028 | 1.0028 | 1.0028 |  | 1.0048 | [7 empty] | 14 | W_ISIL_PW | [5 empty] | P_RP_C_D | [16 empty] | 54 | 3.7 | 43 | 54 | --------- | 19.8 | 54 | --------- | 2.48 | 54 | --------- | 0.0598 | 54 | 0.0598 | 247 | 3.8 | 54 | 3.8 |  | 54 | 3.7 |  | 117 | 1.8 | 1.8681 | 1.9067 | 1.9262 | 364 | 5.6 | 5.7221 | 5.7492 | 5.7625 |  | 117 | 1.8 | 2.1884 | 2.0772 | 2.0198 | 364 | 5.6 | 3.6062 | 4.2498 | 4.6379
63 | + | [18 empty] | 0.04142 | 1.1356 | 0.9376 | 0.052531 | 1.1702 | 1.4222 | 0.0009995 | 1.071 | 1.381 | 0.029006 | 1.099 | 1.409 |  | 0.052531 | [7 empty] | 15 | W_S_RAB | [5 empty] | P_RP_SIL2 | [16 empty] | 55 | 3.6 | 42 | 55 | --------- | 19.7 | 55 | --------- | 2.47 | 55 | --------- | 0.0597 | 55 | 0.0597 | 240.5 | 3.7 | 55 | 3.7 |  | 55 | 3.6 |  | 110.5 | 1.7 | 1.7665 | 1.8055 | 1.8251 | 357.5 | 5.5 | 5.6208 | 5.6481 | 5.6616 |  | 110.5 | 1.7 | 2.1349 | 2.0001 | 1.9322 | 357.5 | 5.5 | 3.5842 | 4.2114 | 4.5867
64 | / | [17 empty] | k3 | 2.7701e-05 | -3.3637e-05 | -6.3316e-05 | -2.7701e-05 | -9.2996e-05 | -7.3209e-05 | 2.3744e-05 | 2.3744e-05 | 2.3744e-05 | -0.0001108 | -0.0001108 | -0.0001108 |  | -2.7701e-05 | [14 empty] | P_blank2 | [16 empty] | 56 | 3.5 | 41 | 56 | --------- | 19.6 | 56 | --------- | 2.46 | 56 | --------- | 0.0596 | 56 | 0.0596 | 234 | 3.6 | 56 | 3.6 |  | 56 | 3.5 |  | 104 | 1.6 | 1.665 | 1.7043 | 1.7241 | 351 | 5.4 | 5.5195 | 5.5471 | 5.5607 |  | 104 | 1.6 | 2.0806 | 1.9221 | 1.8436 | 351 | 5.4 | 3.5614 | 4.1721 | 4.5346
65 | = | [18 empty] | 1.0235 | 1.0343 | 1.0147 | 1.0142 | 1.0252 | 1.0383 | 1.0332 | 1.0332 | 1.0332 | 1.0187 | 1.0187 | 1.0187 |  | 1.0142 | [31 empty] | 57 | 3.4 | 40 | 57 | --------- | 19.5 | 57 | --------- | 2.45 | 57 | --------- | 0.0595 | 57 | 0.0595 | 227.5 | 3.5 | 57 | 3.5 |  | 57 | 3.4 |  | 97.5 | 1.5 | 1.5634 | 1.6031 | 1.6231 | 344.5 | 5.3 | 5.4181 | 5.446 | 5.4598 |  | 97.5 | 1.5 | 2.0255 | 1.843 | 1.7541 | 344.5 | 5.3 | 3.5378 | 4.1317 | 4.4815
[20 empty] | 0.029765 | 1.1295 | 0.76346 | 0.031669 | 1.1421 | 1.3903 | -0.050577 | 1.0194 | 1.3294 | -0.036977 | 1.033 | 1.343 |  | 0.031669 | [31 empty] | 58 | 3.3 | 39 | 58 | --------- | 19.4 | 58 | --------- | 2.44 | 58 | --------- | 0.0594 | 58 | 0.0594 | 221 | 3.4 | 58 | 3.4 |  | 58 | 3.3
[20 empty] | 3.7594e-05 | 1.9786e-05 | -7.9145e-06 | -2.5722e-05 | -3.9573e-05 | -3.7594e-05 | 2.7701e-05 | 2.7701e-05 | 2.7701e-05 | -2.7701e-05 | -2.7701e-05 | -2.7701e-05 |  | -2.5722e-05 | [31 empty] | 59 | 3.2 | 38 | 59 | --------- | 19.3 | 59 | --------- | 2.43 | 59 | --------- | 0.0593 | 59 | 0.0593 | 214.5 | 3.3 | 59 | 3.3 |  | 59 | 3.2
[20 empty] | 1.0167 | 1.033 | 1.0133 | 1.0115 | 1.0239 | 1.037 | 1.0235 | 1.0235 | 1.0235 | 1.0142 | 1.0142 | 1.0142 |  | 1.0115 | [31 empty] | 60 | 3.1 | 37 | 60 | --------- | 19.2 | 60 | --------- | 2.42 | 60 | --------- | 0.0592 | 60 | 0.0592 | 208 | 3.2 | 60 | 3.2 |  | 60 | 3.1 |  | The conductivity calculated in the top display box can be copied and pasted over the pull-down selection of conductivity for a segment. After copying, select all of the number in the target box and paste.
[20 empty] | 0.083881 | 1.1805 | 0.8149 | 0.076976 | 1.1881 | 1.4363 | 0.029765 | 1.0998 | 1.4098 | 0.031669 | 1.1017 | 1.4117 |  | 0.076976 | [31 empty] | 61 | 3 | 36 | 61 | --------- | 19.1 | 61 | --------- | 2.41 | 61 | --------- | 0.0591 | 61 | 0.0591 | 201.5 | 3.1 | 61 | 3.1 |  | 61 | 3 |  | This can also be done with the thickness entered into the top entry box.
[20 empty] | 3.7594e-05 | 2.1765e-05 | -1.9786e-06 | 9.8932e-06 | -3.7594e-05 | -1.1872e-05 | 3.7594e-05 | 3.7594e-05 | 3.7594e-05 | -2.5722e-05 | -2.5722e-05 | -2.5722e-05 |  | 9.8932e-06 | [15 empty] | Two layers | FALSE | [14 empty] | 62 | 2.9 | 35 | 62 | --------- | 19 | 62 | --------- | 2.4 | 62 | --------- | 0.059 | 62 | 0.059 | 195 | 3 | 62 | 3 |  | 62 | 2.9
[20 empty] | 1.0135 | 1.0325 | 1.0128 | 1.0098 | 1.0234 | 1.0362 | 1.0167 | 1.0167 | 1.0167 | 1.0115 | 1.0115 | 1.0115 |  | 1.0098 | [31 empty] | 63 | 2.8 | 34 | 63 | --------- | 18.9 | 63 | --------- | 2.39 | 63 | --------- | 0.0589 | 63 | 0.0589 | 188.5 | 2.9 | 63 | 2.9 |  | 63 | 2.8 |  | Nogs / battens are assumed to be spaced at 600 mm centres
[20 empty] | 0.11068 | 1.2058 | 0.84062 | 0.10027 | 1.2108 | 1.4598 | 0.083881 | 1.1539 | 1.4639 | 0.076976 | 1.147 | 1.457 |  | 0.10027 |  |  |  | 600 | 900 | 1200 | [9 empty] | One layer | TRUE | [14 empty] | 64 | 2.7 | 33 | 64 | --------- | 18.8 | 64 | --------- | 2.38 | 64 | --------- | 0.0588 | 64 | 0.0588 | 182 | 2.8 | 64 | 2.8 |  | 64 | 2.7
[19 empty] | k1 | -0.057545 | -0.056298 | -0.056563 | -0.060261 | -0.059776 | -0.060374 | -0.058736 | -0.058736 | -0.058736 | -0.063532 | -0.063532 | -0.063532 |  | -0.060261 | -0.043336 | ea | 0.037 | -0.060261 | -0.04594 | -0.035036 | [25 empty] | 65 | 2.6 | 32 | 65 | --------- | 18.7 | 65 | --------- | 2.37 | 65 | --------- | 0.0587 | 65 | 0.0587 | 175.5 | 2.7 | 65 | 2.7 |  | 65 | 2.6 |  | Interior secondary insulation layer - 50 mm deep x 70 mm high horizontal battens @ 600 ctrs
[20 empty] | 1.1532 | 1.0874 | 1.0921 | 1.2132 | 1.1623 | 1.1725 | 1.0043 | 1.0043 | 1.0043 | 1.0933 | 1.0933 | 1.0933 |  | 1.2132 | 0.7202 | eb |  | 1.2132 | 1.1999 | 1.1602 | [9 empty] | Full thick | TRUE | [14 empty] | 66 | 2.5 | 31 | 66 | --------- | 18.6 | 66 | --------- | 2.36 | 66 | --------- | 0.0586 | 66 | 0.0586 | 169 | 2.6 | 66 | 2.6 |  | 66 | 2.5 |  | insulation is either R 1.56 (k=0.032 W/m.K) or R 1.25 (k=0.04 W/m.K)
[20 empty] | -0.087035 | 1.1494 | 1.2298 | -0.24033 | 0.97897 | 1.235 | 0.20083 | 1.2708 | 1.5808 | 0.010401 | 1.0804 | 1.3904 |  | -0.24033 | 1.007 | ec |  | -0.24033 | -0.24741 | -0.18798 | [25 empty] | 67 | 2.4 | 30 | 67 | --------- | 18.5 | 67 | --------- | 2.35 | 67 | --------- | 0.0585 | 67 | 0.0585 | 162.5 | 2.5 | 67 | 2.5 |  | 67 | 2.4 |  | resulting overall R-value for the layers of 1.2 m2K/W and 1.1 m2K/W respectively
[20 empty] | -0.044339 | -0.046399 | -0.046666 | -0.04594 | -0.048162 | -0.048803 | -0.057545 | -0.057545 | -0.057545 | -0.060261 | -0.060261 | -0.060261 |  | -0.04594 | -0.051096 | fa | 0.05 | -0.055617 | -0.052335 | -0.043077 | [9 empty] | Layer two | FALSE | [14 empty] | 68 | 2.3 | 29 | 68 | --------- | 18.4 | 68 | --------- | 2.34 | 68 | --------- | 0.0584 | 68 | 0.0584 | 156 | 2.4 | 68 | 2.4 |  | 68 | 2.3
[20 empty] | 1.1589 | 1.1434 | 1.1486 | 1.1999 | 1.1847 | 1.1961 | 1.1532 | 1.1532 | 1.1532 | 1.2132 | 1.2132 | 1.2132 |  | 1.1999 | 0.97068 | fb |  | 0.98277 | 1.1152 | 1.123 | [25 empty] | 69 | 2.2 | 28 | 69 | --------- | 18.3 | 69 | --------- | 2.33 | 69 | --------- | 0.0583 | 69 | 0.0583 | 149.5 | 2.3 | 69 | 2.3 |  | 69 | 2.2 |  | Modelled using 3D finite element software
[20 empty] | -0.12044 | 1.0261 | 1.1048 | -0.24741 | 0.90739 | 1.1604 | -0.087035 | 0.98297 | 1.293 | -0.24033 | 0.82967 | 1.1397 |  | -0.24741 | 0.47588 | fc |  | 0.40896 | 0.092272 | 0.034868 | [9 empty] | Both layers | FALSE | [14 empty] | 70 | 2.1 | 27 | 70 | --------- | 18.2 | 70 | --------- | 2.32 | 70 | --------- | 0.0582 | 70 | 0.0582 | 143 | 2.2 | 70 | 2.2 |  | 70 | 2.1
[20 empty] | -0.03393 | -0.036144 | -0.036367 | -0.035036 | -0.037412 | -0.037978 | -0.044339 | -0.044339 | -0.044339 | -0.04594 | -0.04594 | -0.04594 |  | -0.035036 | -0.047299 | ga | 0.063 | -0.043336 | -0.051096 | -0.047299 | [25 empty] | 71 | 2 | 26 | 71 | --------- | 18.1 | 71 | --------- | 2.31 | 71 | --------- | 0.0581 | 71 | 0.0581 | 136.5 | 2.1 | 71 | 2.1 |  | 71 | 2 |  | H1/AS1 5th ed. Schedule method minimum R 6.6 in all climate zones
[20 empty] | 1.1283 | 1.1273 | 1.1324 | 1.1602 | 1.1546 | 1.166 | 1.1589 | 1.1589 | 1.1589 | 1.1999 | 1.1999 | 1.1999 |  | 1.1602 | 1.0544 | gb |  | 0.7202 | 0.97068 | 1.0544 | [25 empty] | 72 | 1.9 | 25 | 72 | --------- | 18 | 72 | --------- | 2.3 | 72 | --------- | 0.058 | 72 | 0.058 | 130 | 2 | 72 | 2 |  | 72 | 1.9
[20 empty] | -0.07331 | 1.0465 | 1.1248 | -0.18798 | 0.9474 | 1.1998 | -0.12044 | 0.94956 | 1.2596 | -0.24741 | 0.82259 | 1.1326 |  | -0.18798 | 0.26147 | gc |  | 1.007 | 0.47588 | 0.26147 | [25 empty] | 73 | 1.8 | 24 | 73 | --------- | 17.9 | 73 | --------- | 2.29 | 73 | --------- | 0.0579 | 73 | 0.0579 | 123.5 | 1.9 | 73 | 1.9 |  | 73 | 1.8 |  | Joist cover with insulation can be achieved either with two separate layers of insulation or cutting a
[19 empty] | k2 | -0.051474 | -0.04853 | -0.048027 | -0.055617 | -0.053653 | -0.054213 | -0.039062 | -0.039062 | -0.039062 | -0.045129 | -0.045129 | -0.045129 |  | -0.055617 | [31 empty] | 74 | 1.7 | 23 | 74 | --------- | 17.8 | 74 | --------- | 2.28 | 74 | --------- | 0.0578 | 74 | 0.0578 | 117 | 1.8 | 74 | 1.8 |  | 74 | 1.7 |  | single thick layer of insulation such that it spill over the top when tightly fitted
[20 empty] | 0.91018 | 0.84483 | 0.83658 | 0.98277 | 0.93466 | 0.9439 | 0.62635 | 0.62635 | 0.62635 | 0.72402 | 0.72402 | 0.72402 |  | 0.98277 | [31 empty] | 75 | 1.6 | 22 | 75 | --------- | 17.7 | 75 | --------- | 2.27 | 75 | --------- | 0.0577 | 75 | 0.0577 | 110.5 | 1.7 | 75 | 1.7 |  | 75 | 1.6
[20 empty] | 0.55684 | 1.8014 | 1.5933 | 0.40896 | 1.6346 | 1.8937 | 1.094 | 2.164 | 2.474 | 0.91719 | 1.9872 | 2.2972 |  | 0.40896 | [31 empty] | 76 | 1.5 | 21 | 76 | --------- | 17.6 | 76 | --------- | 2.26 | 76 | --------- | 0.0576 | 76 | 0.0576 | 104 | 1.6 | 76 | 1.6 |  | 76 | 1.5
[20 empty] | -0.049945 | -0.050376 | -0.049745 | -0.052335 | -0.053215 | -0.05389 | -0.051474 | -0.051474 | -0.051474 | -0.055617 | -0.055617 | -0.055617 |  | -0.052335 | [33 empty] | 20 | 77 | --------- | 17.5 | 77 | --------- | 2.25 | 77 | --------- | 0.0575 | 77 | 0.0575 | 97.5 | 1.5 | 77 | 1.5
[20 empty] | 1.0677 | 1.0404 | 1.0297 | 1.1152 | 1.095 | 1.1064 | 0.91018 | 0.91018 | 0.91018 | 0.98277 | 0.98277 | 0.98277 |  | 1.1152 | [33 empty] | 19 | 78 | --------- | 17.4 | 78 | --------- | 2.24 | 78 | --------- | 0.0574 | 78 | 0.0574
[20 empty] | 0.2025 | 1.3916 | 1.189 | 0.092272 | 1.275 | 1.5298 | 0.55684 | 1.6268 | 1.9368 | 0.40896 | 1.479 | 1.789 |  | 0.092272 | [33 empty] | 18 | 79 | --------- | 17.3 | 79 | --------- | 2.23 | 79 | --------- | 0.0573 | 79 | 0.0573
[20 empty] | -0.041383 | -0.04338 | -0.042711 | -0.043077 | -0.045271 | -0.045999 | -0.049945 | -0.049945 | -0.049945 | -0.052335 | -0.052335 | -0.052335 |  | -0.043077 | [33 empty] | 17 | 80 | --------- | 17.2 | 80 | --------- | 2.22 | 80 | --------- | 0.0572 | 80 | 0.0572
[20 empty] | 1.0873 | 1.0856 | 1.0734 | 1.123 | 1.1217 | 1.1347 | 1.0677 | 1.0677 | 1.0677 | 1.1152 | 1.1152 | 1.1152 |  | 1.123 | [33 empty] | 16 | 81 | --------- | 17.1 | 81 | --------- | 2.21 | 81 | --------- | 0.0571 | 81 | 0.0571
[20 empty] | 0.12603 | 1.2676 | 1.0691 | 0.034868 | 1.181 | 1.4319 | 0.2025 | 1.2725 | 1.5825 | 0.092272 | 1.1623 | 1.4723 |  | 0.034868 | [33 empty] | 15 | 82 | --------- | 17 | 82 | --------- | 2.2 | 82 | --------- | 0.057 | 82 | 0.057
[19 empty] | k3 | -0.040148 | -0.037368 | -0.036753 | -0.043336 | -0.04144 | -0.041907 | -0.023447 | -0.023447 | -0.023447 | -0.027305 | -0.027305 | -0.027305 |  | -0.043336 | [33 empty] | 14 | 83 | --------- | 16.9 | 83 | --------- | 2.19 | 83 | --------- | 0.0569 | 83 | 0.0569
[20 empty] | 0.66686 | 0.61595 | 0.60611 | 0.7202 | 0.68399 | 0.69157 | 0.36552 | 0.36552 | 0.36552 | 0.42595 | 0.42595 | 0.42595 |  | 0.7202 | [33 empty] | 13 | 84 | --------- | 16.8 | 84 | --------- | 2.18 | 84 | --------- | 0.0568 | 84 | 0.0568
[20 empty] | 1.0687 | 2.2891 | 1.8962 | 1.007 | 2.2173 | 2.4818 | 1.5836 | 2.6536 | 2.9636 | 1.5434 | 2.6134 | 2.9234 |  | 1.007 | [33 empty] | 12 | 85 | --------- | 16.7 | 85 | --------- | 2.17 | 85 | --------- | 0.0567 | 85 | 0.0567
[20 empty] | -0.0491 | -0.048203 | -0.047313 | -0.051096 | -0.050625 | -0.051256 | -0.040148 | -0.040148 | -0.040148 | -0.043336 | -0.043336 | -0.043336 |  | -0.051096 | [33 empty] | 11 | 86 | --------- | 16.6 | 86 | --------- | 2.16 | 86 | --------- | 0.0566 | 86 | 0.0566
[20 empty] | 0.9331 | 0.89688 | 0.88277 | 0.97068 | 0.94235 | 0.95277 | 0.66686 | 0.66686 | 0.66686 | 0.7202 | 0.7202 | 0.7202 |  | 0.97068 | [33 empty] | 10 | 87 | --------- | 16.5 | 87 | --------- | 2.15 | 87 | --------- | 0.0565 | 87 | 0.0565
[20 empty] | 0.52966 | 1.7447 | 1.3602 | 0.47588 | 1.6855 | 1.9444 | 1.0687 | 2.1387 | 2.4487 | 1.007 | 2.077 | 2.387 |  | 0.47588 | [33 empty] | 9 | 88 | --------- | 16.4 | 88 | --------- | 2.14 | 88 | --------- | 0.0564 | 88 | 0.0564
[20 empty] | -0.04597 | -0.047285 | -0.04614 | -0.047299 | -0.048801 | -0.049549 | -0.0491 | -0.0491 | -0.0491 | -0.051096 | -0.051096 | -0.051096 |  | -0.047299 | [33 empty] | 8 | 89 | --------- | 16.3 | 89 | --------- | 2.13 | 89 | --------- | 0.0563 | 89 | 0.0563
[20 empty] | 1.0269 | 1.0181 | 0.99957 | 1.0544 | 1.0482 | 1.061 | 0.9331 | 0.9331 | 0.9331 | 0.97068 | 0.97068 | 0.97068 |  | 1.0544 | [33 empty] | 7 | 90 | --------- | 16.2 | 90 | --------- | 2.12 | 90 | --------- | 0.0562 | 90 | 0.0562
[20 empty] | 0.30558 | 1.4738 | 1.0987 | 0.26147 | 1.4309 | 1.6851 | 0.52966 | 1.5997 | 1.9097 | 0.47588 | 1.5459 | 1.8559 |  | 0.26147 | [33 empty] | 6 | 91 | --------- | 16.1 | 91 | --------- | 2.11 | 91 | --------- | 0.0561 | 91 | 0.0561
[67 empty] | 5 | 92 | --------- | 16 | 92 | --------- | 2.1 | 92 | --------- | 0.056 | 92 | 0.056
[67 empty] | 4 | 93 | --------- | 15.9 | 93 | --------- | 2.09 | 93 | --------- | 0.0559 | 93 | 0.0559
[20 empty] | 600 | 600 | 600 | 900 | 900 | 900 | 1200 | 1200 | 1200 | 600 | 600 | 600 | 900 | 900 | 900 | 1200 | 1200 | 1200 | 900 | 600 | 600 | 900 | 1200 | 600 | 900 | 1200 | 600 | 900 | 1200 | 600 | 900 | 1200 |  | 600 | 600 | [12 empty] | 3 | 94 | --------- | 15.8 | 94 | --------- | 2.08 | 94 | --------- | 0.0558 | 94 | 0.0558
[20 empty] | 0.037 | 0.05 | 0.063 | 0.037 | 0.05 | 0.063 | 0.037 | 0.05 | 0.063 | 0.037 | 0.05 | 0.063 | 0.037 | 0.05 | 0.063 | 0.037 | 0.05 | 0.063 | 0.065 | 0.065 | 0.065 | 0.065 | 0.065 | 0.065 | 0.065 | 0.065 | 0.065 | 0.065 | 0.065 | 0.065 | 0.065 | 0.065 |  | 0.065 | 0.065 | [12 empty] | 2 | 95 | --------- | 15.7 | 95 | --------- | 2.07 | 95 | --------- | 0.0557 | 95 | 0.0557
[20 empty] | 12.3044 | 12.2296 | 12.198 | 12.294 | 12.2389 | 12.2108 | 12.2892 | 12.2418 | 12.2189 | 5.6403 | 4.1933 | 3.409 | 7.5363 | 5.9383 | 4.7661 | 8.6888 | 7.3083 | 6.1027 | 12.2065 | 12.1932 | 12.1932 | 12.2065 | 12.2154 | 3.2884 | 4.5858 | 5.9172 | 12.1932 | 12.2065 | 12.2154 | 3.2884 | 4.5858 | 5.9172 | 12 | 12.1932 | 3.2884 | 12 | [11 empty] | 1 | 96 | --------- | 15.6 | 96 | --------- | 2.06 | 96 | --------- | 0.0556 | 96 | 0.0556
[20 empty] | 12.1926 | 12.1254 | 12.0967 | 12.1855 | 12.1357 | 12.1097 | 12.1822 | 12.1391 | 12.1179 | 5.663 | 4.2279 | 3.4406 | 7.5261 | 5.9518 | 4.7912 | 8.6566 | 7.299 | 6.1103 | 12.1057 | 12.0923 | 12.0923 | 12.1057 | 12.1146 | 3.3195 | 4.6126 | 5.9274 | 12.0923 | 12.1057 | 12.1146 | 3.3195 | 4.6126 | 5.9274 | 11.9 | 12.0923 | 3.3195 | 11.9 | [14 empty] | 15.5 | 97 | --------- | 2.05 | 97 | --------- | 0.0555 | 97 | 0.0555
[20 empty] | 12.0811 | 12.0213 | 11.9953 | 12.0771 | 12.0325 | 12.0086 | 12.0754 | 12.0365 | 12.0169 | 5.6845 | 4.2614 | 3.4713 | 7.5149 | 5.9643 | 4.8152 | 8.6236 | 7.2887 | 6.1169 | 12.005 | 11.9913 | 11.9913 | 12.005 | 12.0139 | 3.3497 | 4.6384 | 5.9367 | 11.9913 | 12.005 | 12.0139 | 3.3497 | 4.6384 | 5.9367 | 11.8 | 11.9913 | 3.3497 | 11.8 | [14 empty] | 15.4 | 98 | --------- | 2.04 | 98 | --------- | 0.0554 | 98 | 0.0554
[20 empty] | 11.9697 | 11.9172 | 11.894 | 11.9688 | 11.9293 | 11.9075 | 11.9686 | 11.9338 | 11.9159 | 5.7048 | 4.2939 | 3.5011 | 7.5029 | 5.9758 | 4.8382 | 8.5899 | 7.2777 | 6.1227 | 11.9042 | 11.8904 | 11.8904 | 11.9042 | 11.9131 | 3.3791 | 4.6632 | 5.945 | 11.8904 | 11.9042 | 11.9131 | 3.3791 | 4.6632 | 5.945 | 11.7 | 11.8904 | 3.3791 | 11.7 | [14 empty] | 15.3 | 99 | --------- | 2.03 | 99 | --------- | 0.0553 | 99 | 0.0553
[20 empty] | 11.8584 | 11.8131 | 11.7926 | 11.8606 | 11.8262 | 11.8065 | 11.8619 | 11.8312 | 11.8149 | 5.7239 | 4.3252 | 3.53 | 7.49 | 5.9862 | 4.8602 | 8.5555 | 7.2657 | 6.1274 | 11.8034 | 11.7895 | 11.7895 | 11.8034 | 11.8124 | 3.4077 | 4.687 | 5.9523 | 11.7895 | 11.8034 | 11.8124 | 3.4077 | 4.687 | 5.9523 | 11.6 | 11.7895 | 3.4077 | 11.6 | [14 empty] | 15.2 | 100 | --------- | 2.02 | 100 | --------- | 0.0552 | 100 | 0.0552
[20 empty] | 11.7473 | 11.7091 | 11.6913 | 11.7525 | 11.7231 | 11.7054 | 11.7553 | 11.7286 | 11.7139 | 5.7418 | 4.3554 | 3.5581 | 7.4761 | 5.9956 | 4.8812 | 8.5204 | 7.2529 | 6.1313 | 11.7026 | 11.6885 | 11.6885 | 11.7026 | 11.7116 | 3.4355 | 4.7097 | 5.9587 | 11.6885 | 11.7026 | 11.7116 | 3.4355 | 4.7097 | 5.9587 | 11.5 | 11.6885 | 3.4355 | 11.5 | [14 empty] | 15.1 | 101 | --------- | 2.01 | 101 | --------- | 0.0551 | 101 | 0.0551
[20 empty] | 11.6363 | 11.6051 | 11.5899 | 11.6445 | 11.62 | 11.6043 | 11.6488 | 11.6261 | 11.6129 | 5.7584 | 4.3845 | 3.5853 | 7.4613 | 6.0039 | 4.9011 | 8.4846 | 7.2393 | 6.1341 | 11.6019 | 11.5876 | 11.5876 | 11.6019 | 11.6109 | 3.4624 | 4.7315 | 5.9641 | 11.5876 | 11.6019 | 11.6109 | 3.4624 | 4.7315 | 5.9641 | 11.4 | 11.5876 | 3.4624 | 11.4 | [14 empty] | 15 | 102 | --------- | 2 | 102 | --------- | 0.055 | 102 | 0.055
[20 empty] | 11.5255 | 11.5011 | 11.4885 | 11.5366 | 11.517 | 11.5032 | 11.5423 | 11.5235 | 11.5119 | 5.7739 | 4.4124 | 3.6117 | 7.4456 | 6.0112 | 4.9201 | 8.4482 | 7.2248 | 6.1361 | 11.5011 | 11.4866 | 11.4866 | 11.5011 | 11.5101 | 3.4885 | 4.7522 | 5.9686 | 11.4866 | 11.5011 | 11.5101 | 3.4885 | 4.7522 | 5.9686 | 11.3 | 11.4866 | 3.4885 | 11.3 | [14 empty] | 14.9 | 103 | --------- | 1.99 | 103 | --------- | 0.0549 | 103 | 0.0549
[20 empty] | 11.4148 | 11.3972 | 11.3872 | 11.4288 | 11.4139 | 11.4021 | 11.4359 | 11.421 | 11.4109 | 5.7882 | 4.4393 | 3.6372 | 7.429 | 6.0174 | 4.938 | 8.411 | 7.2094 | 6.1371 | 11.4003 | 11.3857 | 11.3857 | 11.4003 | 11.4094 | 3.5138 | 4.7719 | 5.9721 | 11.3857 | 11.4003 | 11.4094 | 3.5138 | 4.7719 | 5.9721 | 11.2 | 11.3857 | 3.5138 | 11.2 | [14 empty] | 14.8 | 104 | --------- | 1.98 | 104 | --------- | 0.0548 | 104 | 0.0548
[20 empty] | 11.3043 | 11.2933 | 11.2858 | 11.3211 | 11.3109 | 11.301 | 11.3296 | 11.3185 | 11.3099 | 5.8013 | 4.465 | 3.6618 | 7.4114 | 6.0226 | 4.9548 | 8.3731 | 7.1931 | 6.1371 | 11.2995 | 11.2847 | 11.2847 | 11.2995 | 11.3086 | 3.5382 | 4.7906 | 5.9746 | 11.2847 | 11.2995 | 11.3086 | 3.5382 | 4.7906 | 5.9746 | 11.1 | 11.2847 | 3.5382 | 11.1 | [14 empty] | 14.7 | 105 | --------- | 1.97 | 105 | --------- | 0.0547 | 105 | 0.0547
[20 empty] | 11.194 | 11.1894 | 11.1845 | 11.2135 | 11.2079 | 11.1999 | 11.2234 | 11.216 | 11.2089 | 5.8131 | 4.4897 | 3.6856 | 7.393 | 6.0268 | 4.9707 | 8.3345 | 7.176 | 6.1362 | 11.1987 | 11.1837 | 11.1837 | 11.1987 | 11.2078 | 3.5618 | 4.8082 | 5.9762 | 11.1837 | 11.1987 | 11.2078 | 3.5618 | 4.8082 | 5.9762 | 11 | 11.1837 | 3.5618 | 11 | [14 empty] | 14.6 | 106 | --------- | 1.96 | 106 | --------- | 0.0546 | 106 | 0.0546
[20 empty] | 11.0838 | 11.0856 | 11.0831 | 11.106 | 11.105 | 11.0988 | 11.1172 | 11.1135 | 11.1079 | 5.8238 | 4.5132 | 3.7084 | 7.3736 | 6.0299 | 4.9855 | 8.2952 | 7.1581 | 6.1343 | 11.0979 | 11.0827 | 11.0827 | 11.0979 | 11.1071 | 3.5846 | 4.8248 | 5.9768 | 11.0827 | 11.0979 | 11.1071 | 3.5846 | 4.8248 | 5.9768 | 10.9 | 11.0827 | 3.5846 | 10.9 | [14 empty] | 14.5 | 107 | --------- | 1.95 | 107 | --------- | 0.0545 | 107 | 0.0545
[20 empty] | 10.9737 | 10.9818 | 10.9818 | 10.9986 | 11.002 | 10.9978 | 11.0111 | 11.011 | 11.0069 | 5.8332 | 4.5356 | 3.7305 | 7.3533 | 6.0319 | 4.9993 | 8.2552 | 7.1392 | 6.1315 | 10.9971 | 10.9817 | 10.9817 | 10.9971 | 11.0063 | 3.6066 | 4.8405 | 5.9765 | 10.9817 | 10.9971 | 11.0063 | 3.6066 | 4.8405 | 5.9765 | 10.8 | 10.9817 | 3.6066 | 10.8 | [14 empty] | 14.4 | 108 | --------- | 1.94 | 108 | --------- | 0.0544 | 108 | 0.0544
[20 empty] | 10.8638 | 10.8781 | 10.8804 | 10.8913 | 10.8991 | 10.8967 | 10.9051 | 10.9086 | 10.9059 | 5.8415 | 4.5569 | 3.7516 | 7.332 | 6.0329 | 5.0121 | 8.2145 | 7.1196 | 6.1278 | 10.8963 | 10.8808 | 10.8808 | 10.8963 | 10.9055 | 3.6277 | 4.8551 | 5.9752 | 10.8808 | 10.8963 | 10.9055 | 3.6277 | 4.8551 | 5.9752 | 10.7 | 10.8808 | 3.6277 | 10.7 | [14 empty] | 14.3 | 109 | --------- | 1.93 | 109 | --------- | 0.0543 | 109 | 0.0543
[20 empty] | 10.7541 | 10.7743 | 10.779 | 10.7841 | 10.7963 | 10.7956 | 10.7992 | 10.8061 | 10.8049 | 5.8485 | 4.5771 | 3.7719 | 7.3099 | 6.0329 | 5.0239 | 8.1731 | 7.099 | 6.1231 | 10.7955 | 10.7798 | 10.7798 | 10.7955 | 10.8047 | 3.648 | 4.8687 | 5.973 | 10.7798 | 10.7955 | 10.8047 | 3.648 | 4.8687 | 5.973 | 10.6 | 10.7798 | 3.648 | 10.6 | [14 empty] | 14.2 | 110 | --------- | 1.92 | 110 | --------- | 0.0542 | 110 | 0.0542
[20 empty] | 10.6445 | 10.6707 | 10.6777 | 10.677 | 10.6934 | 10.6945 | 10.6934 | 10.7037 | 10.7039 | 5.8543 | 4.5962 | 3.7913 | 7.2868 | 6.0318 | 5.0346 | 8.131 | 7.0776 | 6.1175 | 10.6946 | 10.6788 | 10.6788 | 10.6946 | 10.7039 | 3.6675 | 4.8812 | 5.9698 | 10.6788 | 10.6946 | 10.7039 | 3.6675 | 4.8812 | 5.9698 | 10.5 | 10.6788 | 3.6675 | 10.5 | [14 empty] | 14.1 | 111 | --------- | 1.91 | 111 | --------- | 0.0541 | 111 | 0.0541
[20 empty] | 10.5351 | 10.567 | 10.5763 | 10.57 | 10.5906 | 10.5934 | 10.5876 | 10.6013 | 10.6029 | 5.859 | 4.6142 | 3.8099 | 7.2629 | 6.0296 | 5.0444 | 8.0883 | 7.0553 | 6.1109 | 10.5938 | 10.5777 | 10.5777 | 10.5938 | 10.6032 | 3.6861 | 4.8928 | 5.9656 | 10.5777 | 10.5938 | 10.6032 | 3.6861 | 4.8928 | 5.9656 | 10.4 | 10.5777 | 3.6861 | 10.4 | [14 empty] | 14 | 112 | --------- | 1.9 | 112 | --------- | 0.054 | 112 | 0.054
[20 empty] | 10.4258 | 10.4634 | 10.475 | 10.4631 | 10.4877 | 10.4923 | 10.4819 | 10.499 | 10.5019 | 5.8624 | 4.631 | 3.8276 | 7.238 | 6.0265 | 5.0531 | 8.0448 | 7.0322 | 6.1034 | 10.493 | 10.4767 | 10.4767 | 10.493 | 10.5024 | 3.704 | 4.9033 | 5.9605 | 10.4767 | 10.493 | 10.5024 | 3.704 | 4.9033 | 5.9605 | 10.3 | 10.4767 | 3.704 | 10.3 | [14 empty] | 13.9 | 113 | --------- | 1.89 | 113 | --------- | 0.0539 | 113 | 0.0539
[20 empty] | 10.3167 | 10.3598 | 10.3736 | 10.3563 | 10.385 | 10.3912 | 10.3763 | 10.3966 | 10.4009 | 5.8646 | 4.6467 | 3.8444 | 7.2122 | 6.0222 | 5.0607 | 8.0006 | 7.0082 | 6.0949 | 10.3922 | 10.3757 | 10.3757 | 10.3922 | 10.4016 | 3.7209 | 4.9128 | 5.9544 | 10.3757 | 10.3922 | 10.4016 | 3.7209 | 4.9128 | 5.9544 | 10.2 | 10.3757 | 3.7209 | 10.2 | [14 empty] | 13.8 | 114 | --------- | 1.88 | 114 | --------- | 0.0538 | 114 | 0.0538
[20 empty] | 10.2077 | 10.2563 | 10.2722 | 10.2497 | 10.2822 | 10.2901 | 10.2707 | 10.2943 | 10.2999 | 5.8656 | 4.6614 | 3.8603 | 7.1854 | 6.0169 | 5.0674 | 7.9557 | 6.9833 | 6.0855 | 10.2913 | 10.2747 | 10.2747 | 10.2913 | 10.3008 | 3.7371 | 4.9213 | 5.9474 | 10.2747 | 10.2913 | 10.3008 | 3.7371 | 4.9213 | 5.9474 | 10.1 | 10.2747 | 3.7371 | 10.1 | [14 empty] | 13.7 | 115 | --------- | 1.87 | 115 | --------- | 0.0537 | 115 | 0.0537
[20 empty] | 10.0988 | 10.1528 | 10.1709 | 10.1431 | 10.1794 | 10.189 | 10.1653 | 10.192 | 10.1989 | 5.8654 | 4.6749 | 3.8754 | 7.1578 | 6.0106 | 5.073 | 7.9101 | 6.9576 | 6.0751 | 10.1905 | 10.1736 | 10.1736 | 10.1905 | 10.2 | 3.7524 | 4.9288 | 5.9394 | 10.1736 | 10.1905 | 10.2 | 3.7524 | 4.9288 | 5.9394 | 10 | 10.1736 | 3.7524 | 10 | [14 empty] | 13.6 | 116 | --------- | 1.86 | 116 | --------- | 0.0536 | 116 | 0.0536
[20 empty] | 9.9902 | 10.0493 | 10.0695 | 10.0366 | 10.0767 | 10.0879 | 10.0599 | 10.0897 | 10.0979 | 5.864 | 4.6873 | 3.8896 | 7.1292 | 6.0033 | 5.0776 | 7.8638 | 6.931 | 6.0638 | 10.0896 | 10.0726 | 10.0726 | 10.0896 | 10.0992 | 3.7669 | 4.9352 | 5.9304 | 10.0726 | 10.0896 | 10.0992 | 3.7669 | 4.9352 | 5.9304 | 9.9 | 10.0726 | 3.7669 | 9.9 | [14 empty] | 13.5 | 117 | --------- | 1.85 | 117 | --------- | 0.0535 | 117 | 0.0535
[20 empty] | 9.8816 | 9.9459 | 9.9681 | 9.9302 | 9.974 | 9.9868 | 9.9546 | 9.9874 | 9.9969 | 5.8614 | 4.6986 | 3.903 | 7.0997 | 5.9948 | 5.0812 | 7.8168 | 6.9036 | 6.0516 | 9.9888 | 9.9716 | 9.9716 | 9.9888 | 9.9984 | 3.7806 | 4.9407 | 5.9205 | 9.9716 | 9.9888 | 9.9984 | 3.7806 | 4.9407 | 5.9205 | 9.8 | 9.9716 | 3.7806 | 9.8 | [14 empty] | 13.4 | 118 | --------- | 1.84 | 118 | --------- | 0.0534 | 118 | 0.0534
[20 empty] | 9.7733 | 9.8425 | 9.8668 | 9.824 | 9.8714 | 9.8857 | 9.8494 | 9.8851 | 9.8959 | 5.8576 | 4.7088 | 3.9155 | 7.0693 | 5.9854 | 5.0838 | 7.7691 | 6.8753 | 6.0384 | 9.8879 | 9.8705 | 9.8705 | 9.8879 | 9.8976 | 3.7934 | 4.9451 | 5.9096 | 9.8705 | 9.8879 | 9.8976 | 3.7934 | 4.9451 | 5.9096 | 9.7 | 9.8705 | 3.7934 | 9.7 | [14 empty] | 13.3 | 119 | --------- | 1.83 | 119 | --------- | 0.0533 | 119 | 0.0533
[20 empty] | 9.665 | 9.7391 | 9.7654 | 9.7178 | 9.7687 | 9.7846 | 9.7442 | 9.7829 | 9.7949 | 5.8526 | 4.7178 | 3.9271 | 7.038 | 5.9749 | 5.0853 | 7.7207 | 6.8461 | 6.0242 | 9.7871 | 9.7694 | 9.7694 | 9.7871 | 9.7968 | 3.8054 | 4.9485 | 5.8978 | 9.7694 | 9.7871 | 9.7968 | 3.8054 | 4.9485 | 5.8978 | 9.6 | 9.7694 | 3.8054 | 9.6 | [14 empty] | 13.2 | 120 | --------- | 1.82 | 120 | --------- | 0.0532 | 120 | 0.0532
[20 empty] | 9.557 | 9.6358 | 9.664 | 9.6117 | 9.6661 | 9.6835 | 9.6391 | 9.6806 | 9.694 | 5.8464 | 4.7258 | 3.9378 | 7.0057 | 5.9633 | 5.0859 | 7.6716 | 6.8161 | 6.0091 | 9.6862 | 9.6684 | 9.6684 | 9.6862 | 9.696 | 3.8166 | 4.9509 | 5.885 | 9.6684 | 9.6862 | 9.696 | 3.8166 | 4.9509 | 5.885 | 9.5 | 9.6684 | 3.8166 | 9.5 | [14 empty] | 13.1 | 121 | --------- | 1.81 | 121 | --------- | 0.0531 | 121 | 0.0531
[20 empty] | 9.4491 | 9.5325 | 9.5627 | 9.5058 | 9.5635 | 9.5824 | 9.5341 | 9.5784 | 9.593 | 5.8389 | 4.7326 | 3.9477 | 6.9726 | 5.9507 | 5.0854 | 7.6218 | 6.7852 | 5.9931 | 9.5853 | 9.5673 | 9.5673 | 9.5853 | 9.5952 | 3.827 | 4.9523 | 5.8712 | 9.5673 | 9.5853 | 9.5952 | 3.827 | 4.9523 | 5.8712 | 9.4 | 9.5673 | 3.827 | 9.4 | [14 empty] | 13 | 122 | --------- | 1.8 | 122 | --------- | 0.053 | 122 | 0.053
[20 empty] | 9.3413 | 9.4292 | 9.4613 | 9.3999 | 9.461 | 9.4813 | 9.4292 | 9.4762 | 9.492 | 5.8303 | 4.7383 | 3.9567 | 6.9385 | 5.937 | 5.0839 | 7.5713 | 6.7534 | 5.9761 | 9.4845 | 9.4662 | 9.4662 | 9.4845 | 9.4944 | 3.8365 | 4.9526 | 5.8565 | 9.4662 | 9.4845 | 9.4944 | 3.8365 | 4.9526 | 5.8565 | 9.3 | 9.4662 | 3.8365 | 9.3 | [14 empty] | 12.9 | 123 | --------- | 1.79 | 123 | --------- | 0.0529 | 123 | 0.0529
[20 empty] | 9.2337 | 9.326 | 9.3599 | 9.2941 | 9.3584 | 9.3802 | 9.3244 | 9.3741 | 9.391 | 5.8205 | 4.743 | 3.9649 | 6.9035 | 5.9223 | 5.0813 | 7.5201 | 6.7208 | 5.9581 | 9.3836 | 9.3651 | 9.3651 | 9.3836 | 9.3936 | 3.8452 | 4.9519 | 5.8408 | 9.3651 | 9.3836 | 9.3936 | 3.8452 | 4.9519 | 5.8408 | 9.2 | 9.3651 | 3.8452 | 9.2 | [14 empty] | 12.8 | 124 | --------- | 1.78 | 124 | --------- | 0.0528 | 124 | 0.0528
[20 empty] | 9.1262 | 9.2228 | 9.2586 | 9.1885 | 9.2559 | 9.2791 | 9.2196 | 9.2719 | 9.29 | 5.8094 | 4.7465 | 3.9722 | 6.8676 | 5.9066 | 5.0778 | 7.4682 | 6.6874 | 5.9393 | 9.2827 | 9.2641 | 9.2641 | 9.2827 | 9.2927 | 3.8531 | 4.9502 | 5.8242 | 9.2641 | 9.2827 | 9.2927 | 3.8531 | 4.9502 | 5.8242 | 9.1 | 9.2641 | 3.8531 | 9.1 | [14 empty] | 12.7 | 125 | --------- | 1.77 | 125 | --------- | 0.0527 | 125 | 0.0527
[20 empty] | 9.0189 | 9.1197 | 9.1572 | 9.0829 | 9.1534 | 9.178 | 9.1149 | 9.1698 | 9.189 | 5.7972 | 4.7488 | 3.9786 | 6.8307 | 5.8898 | 5.0732 | 7.4156 | 6.653 | 5.9194 | 9.1818 | 9.163 | 9.163 | 9.1818 | 9.1919 | 3.8601 | 4.9475 | 5.8066 | 9.163 | 9.1818 | 9.1919 | 3.8601 | 4.9475 | 5.8066 | 9 | 9.163 | 3.8601 | 9 | [14 empty] | 12.6 | 126 | --------- | 1.76 | 126 | --------- | 0.0526 | 126 | 0.0526
[20 empty] | 8.9118 | 9.0166 | 9.0558 | 8.9775 | 9.0509 | 9.0769 | 9.0103 | 9.0677 | 9.088 | 5.7837 | 4.7501 | 3.9842 | 6.793 | 5.872 | 5.0676 | 7.3623 | 6.6178 | 5.8987 | 9.0809 | 9.0619 | 9.0619 | 9.0809 | 9.0911 | 3.8663 | 4.9438 | 5.788 | 9.0619 | 9.0809 | 9.0911 | 3.8663 | 4.9438 | 5.788 | 8.9 | 9.0619 | 3.8663 | 8.9 | [14 empty] | 12.5 | 127 | --------- | 1.75 | 127 | --------- | 0.0525 | 127 | 0.0525
[20 empty] | 8.8048 | 8.9135 | 8.9544 | 8.8721 | 8.9485 | 8.9758 | 8.9058 | 8.9656 | 8.987 | 5.7691 | 4.7503 | 3.9888 | 6.7543 | 5.8531 | 5.0609 | 7.3083 | 6.5818 | 5.877 | 8.9801 | 8.9607 | 8.9607 | 8.9801 | 8.9903 | 3.8717 | 4.9391 | 5.7685 | 8.9607 | 8.9801 | 8.9903 | 3.8717 | 4.9391 | 5.7685 | 8.8 | 8.9607 | 3.8717 | 8.8 | [14 empty] | 12.4 | 128 | --------- | 1.74 | 128 | --------- | 0.0524 | 128 | 0.0524
[20 empty] | 8.6979 | 8.8105 | 8.8531 | 8.7669 | 8.8461 | 8.8747 | 8.8013 | 8.8635 | 8.886 | 5.7532 | 4.7493 | 3.9927 | 6.7147 | 5.8331 | 5.0533 | 7.2536 | 6.5448 | 5.8543 | 8.8792 | 8.8596 | 8.8596 | 8.8792 | 8.8895 | 3.8762 | 4.9333 | 5.7481 | 8.8596 | 8.8792 | 8.8895 | 3.8762 | 4.9333 | 5.7481 | 8.7 | 8.8596 | 3.8762 | 8.7 | [14 empty] | 12.3 | 129 | --------- | 1.73 | 129 | --------- | 0.0523 | 129 | 0.0523
[20 empty] | 8.5912 | 8.7074 | 8.7517 | 8.6617 | 8.7437 | 8.7736 | 8.697 | 8.7614 | 8.785 | 5.7362 | 4.7473 | 3.9956 | 6.6742 | 5.8122 | 5.0446 | 7.1982 | 6.5071 | 5.8307 | 8.7783 | 8.7585 | 8.7585 | 8.7783 | 8.7886 | 3.88 | 4.9265 | 5.7266 | 8.7585 | 8.7783 | 8.7886 | 3.88 | 4.9265 | 5.7266 | 8.6 | 8.7585 | 3.88 | 8.6 | [14 empty] | 12.2 | 130 | --------- | 1.72 | 130 | --------- | 0.0522 | 130 | 0.0522
[20 empty] | 8.4847 | 8.6045 | 8.6503 | 8.5567 | 8.6413 | 8.6725 | 8.5927 | 8.6594 | 8.684 | 5.7179 | 4.7441 | 3.9977 | 6.6327 | 5.7901 | 5.0349 | 7.1421 | 6.4684 | 5.8061 | 8.6773 | 8.6574 | 8.6574 | 8.6773 | 8.6878 | 3.8829 | 4.9187 | 5.7042 | 8.6574 | 8.6773 | 8.6878 | 3.8829 | 4.9187 | 5.7042 | 8.5 | 8.6574 | 3.8829 | 8.5 | [14 empty] | 12.1 | 131 | --------- | 1.71 | 131 | --------- | 0.0521 | 131 | 0.0521
[20 empty] | 8.3783 | 8.5015 | 8.549 | 8.4517 | 8.5389 | 8.5714 | 8.4884 | 8.5574 | 8.583 | 5.6984 | 4.7398 | 3.9989 | 6.5904 | 5.7671 | 5.0242 | 7.0853 | 6.4289 | 5.7806 | 8.5764 | 8.5563 | 8.5563 | 8.5764 | 8.587 | 3.8849 | 4.9099 | 5.6809 | 8.5563 | 8.5764 | 8.587 | 3.8849 | 4.9099 | 5.6809 | 8.4 | 8.5563 | 3.8849 | 8.4 | [14 empty] | 12 | 132 | --------- | 1.7 | 132 | --------- | 0.052 | 132 | 0.052
[20 empty] | 8.272 | 8.3986 | 8.4476 | 8.3469 | 8.4366 | 8.4703 | 8.3843 | 8.4554 | 8.482 | 5.6777 | 4.7344 | 3.9993 | 6.5471 | 5.7429 | 5.0125 | 7.0278 | 6.3886 | 5.7542 | 8.4755 | 8.4551 | 8.4551 | 8.4755 | 8.4861 | 3.8862 | 4.9001 | 5.6566 | 8.4551 | 8.4755 | 8.4861 | 3.8862 | 4.9001 | 5.6566 | 8.3 | 8.4551 | 3.8862 | 8.3 | [14 empty] | 11.9 | 133 | --------- | 1.69 | 133 | --------- | 0.0519 | 133 | 0.0519
[20 empty] | 8.1659 | 8.2958 | 8.3462 | 8.2421 | 8.3343 | 8.3692 | 8.2802 | 8.3534 | 8.381 | 5.6558 | 4.7279 | 3.9987 | 6.5029 | 5.7178 | 4.9997 | 6.9696 | 6.3473 | 5.7268 | 8.3746 | 8.354 | 8.354 | 8.3746 | 8.3853 | 3.8866 | 4.8892 | 5.6313 | 8.354 | 8.3746 | 8.3853 | 3.8866 | 4.8892 | 5.6313 | 8.2 | 8.354 | 3.8866 | 8.2 | [14 empty] | 11.8 | 134 | --------- | 1.68 | 134 | --------- | 0.0518 | 134 | 0.0518
[20 empty] | 8.06 | 8.1929 | 8.2448 | 8.1375 | 8.232 | 8.2681 | 8.1762 | 8.2514 | 8.28 | 5.6327 | 4.7203 | 3.9974 | 6.4578 | 5.6916 | 4.9859 | 6.9106 | 6.3052 | 5.6985 | 8.2737 | 8.2528 | 8.2528 | 8.2737 | 8.2844 | 3.8861 | 4.8774 | 5.6051 | 8.2528 | 8.2737 | 8.2844 | 3.8861 | 4.8774 | 5.6051 | 8.1 | 8.2528 | 3.8861 | 8.1 | [14 empty] | 11.7 | 135 | --------- | 1.67 | 135 | --------- | 0.0517 | 135 | 0.0517
[20 empty] | 7.9542 | 8.0901 | 8.1435 | 8.033 | 8.1298 | 8.167 | 8.0723 | 8.1494 | 8.179 | 5.6084 | 4.7116 | 3.9951 | 6.4118 | 5.6643 | 4.9711 | 6.851 | 6.2623 | 5.6692 | 8.1727 | 8.1517 | 8.1517 | 8.1727 | 8.1836 | 3.8849 | 4.8645 | 5.5779 | 8.1517 | 8.1727 | 8.1836 | 3.8849 | 4.8645 | 5.5779 | 8 | 8.1517 | 3.8849 | 8 | [14 empty] | 11.6 | 136 | --------- | 1.66 | 136 | --------- | 0.0516 | 136 | 0.0516
[20 empty] | 7.8486 | 7.9874 | 8.0421 | 7.9285 | 8.0276 | 8.0659 | 7.9685 | 8.0475 | 8.078 | 5.5829 | 4.7017 | 3.992 | 6.3648 | 5.636 | 4.9553 | 6.7907 | 6.2185 | 5.6389 | 8.0718 | 8.0505 | 8.0505 | 8.0718 | 8.0827 | 3.8828 | 4.8506 | 5.5498 | 8.0505 | 8.0718 | 8.0827 | 3.8828 | 4.8506 | 5.5498 | 7.9 | 8.0505 | 3.8828 | 7.9 | [14 empty] | 11.5 | 137 | --------- | 1.65 | 137 | --------- | 0.0515 | 137 | 0.0515
[20 empty] | 7.7431 | 7.8847 | 7.9407 | 7.8242 | 7.9254 | 7.9648 | 7.8647 | 7.9456 | 7.9771 | 5.5562 | 4.6908 | 3.988 | 6.317 | 5.6067 | 4.9385 | 6.7297 | 6.1738 | 5.6078 | 7.9709 | 7.9493 | 7.9493 | 7.9709 | 7.9819 | 3.8799 | 4.8357 | 5.5207 | 7.9493 | 7.9709 | 7.9819 | 3.8799 | 4.8357 | 5.5207 | 7.8 | 7.9493 | 3.8799 | 7.8 | [14 empty] | 11.4 | 138 | --------- | 1.64 | 138 | --------- | 0.0514 | 138 | 0.0514
[20 empty] | 7.6378 | 7.782 | 7.8393 | 7.72 | 7.8232 | 7.8637 | 7.761 | 7.8437 | 7.8761 | 5.5283 | 4.6787 | 3.9832 | 6.2682 | 5.5763 | 4.9206 | 6.668 | 6.1283 | 5.5756 | 7.8699 | 7.8482 | 7.8482 | 7.8699 | 7.881 | 3.8762 | 4.8197 | 5.4906 | 7.8482 | 7.8699 | 7.881 | 3.8762 | 4.8197 | 5.4906 | 7.7 | 7.8482 | 3.8762 | 7.7 | [14 empty] | 11.3 | 139 | --------- | 1.63 | 139 | --------- | 0.0513 | 139 | 0.0513
[20 empty] | 7.5326 | 7.6793 | 7.738 | 7.6158 | 7.721 | 7.7626 | 7.6574 | 7.7418 | 7.7751 | 5.4992 | 4.6655 | 3.9775 | 6.2185 | 5.5448 | 4.9017 | 6.6056 | 6.0819 | 5.5426 | 7.769 | 7.747 | 7.747 | 7.769 | 7.7802 | 3.8716 | 4.8028 | 5.4596 | 7.747 | 7.769 | 7.7802 | 3.8716 | 4.8028 | 5.4596 | 7.6 | 7.747 | 3.8716 | 7.6 | [14 empty] | 11.2 | 140 | --------- | 1.62 | 140 | --------- | 0.0512 | 140 | 0.0512
[20 empty] | 7.4276 | 7.5767 | 7.6366 | 7.5118 | 7.6189 | 7.6615 | 7.5539 | 7.64 | 7.6741 | 5.4689 | 4.6512 | 3.9709 | 6.1678 | 5.5123 | 4.8818 | 6.5425 | 6.0346 | 5.5086 | 7.668 | 7.6458 | 7.6458 | 7.668 | 7.6793 | 3.8662 | 4.7848 | 5.4276 | 7.6458 | 7.668 | 7.6793 | 3.8662 | 4.7848 | 5.4276 | 7.5 | 7.6458 | 3.8662 | 7.5 | [14 empty] | 11.1 | 141 | --------- | 1.61 | 141 | --------- | 0.0511 | 141 | 0.0511
[20 empty] | 7.3227 | 7.4741 | 7.5352 | 7.4079 | 7.5168 | 7.5604 | 7.4504 | 7.5381 | 7.5731 | 5.4373 | 4.6358 | 3.9634 | 6.1163 | 5.4788 | 4.8609 | 6.4787 | 5.9865 | 5.4736 | 7.5671 | 7.5446 | 7.5446 | 7.5671 | 7.5785 | 3.86 | 4.7658 | 5.3947 | 7.5446 | 7.5671 | 7.5785 | 3.86 | 4.7658 | 5.3947 | 7.4 | 7.5446 | 3.86 | 7.4 | [14 empty] | 11 | 142 | --------- | 1.6 | 142 | --------- | 0.051 | 142 | 0.051
[20 empty] | 7.218 | 7.3716 | 7.4338 | 7.3041 | 7.4147 | 7.4593 | 7.3471 | 7.4363 | 7.4721 | 5.4046 | 4.6193 | 3.9551 | 6.0638 | 5.4442 | 4.8389 | 6.4142 | 5.9375 | 5.4377 | 7.4661 | 7.4434 | 7.4434 | 7.4661 | 7.4776 | 3.8529 | 4.7458 | 5.3608 | 7.4434 | 7.4661 | 7.4776 | 3.8529 | 4.7458 | 5.3608 | 7.3 | 7.4434 | 3.8529 | 7.3 | [14 empty] | 10.9 | 143 | --------- | 1.59 | 143 | --------- | 0.0509 | 143 | 0.0509
[20 empty] | 7.1134 | 7.2691 | 7.3324 | 7.2003 | 7.3127 | 7.3582 | 7.2438 | 7.3345 | 7.3711 | 5.3707 | 4.6017 | 3.9459 | 6.0105 | 5.4086 | 4.8159 | 6.3489 | 5.8877 | 5.4008 | 7.3652 | 7.3422 | 7.3422 | 7.3652 | 7.3767 | 3.845 | 4.7247 | 5.326 | 7.3422 | 7.3652 | 7.3767 | 3.845 | 4.7247 | 5.326 | 7.2 | 7.3422 | 3.845 | 7.2 | [14 empty] | 10.8 | 144 | --------- | 1.58 | 144 | --------- | 0.0508 | 144 | 0.0508
[20 empty] | 7.009 | 7.1666 | 7.2311 | 7.0967 | 7.2106 | 7.2571 | 7.1405 | 7.2327 | 7.2701 | 5.3355 | 4.5829 | 3.9359 | 5.9562 | 5.3719 | 4.7919 | 6.283 | 5.837 | 5.3631 | 7.2642 | 7.241 | 7.241 | 7.2642 | 7.2759 | 3.8363 | 4.7027 | 5.2901 | 7.241 | 7.2642 | 7.2759 | 3.8363 | 4.7027 | 5.2901 | 7.1 | 7.241 | 3.8363 | 7.1 | [14 empty] | 10.7 | 145 | --------- | 1.57 | 145 | --------- | 0.0507 | 145 | 0.0507
[20 empty] | 6.9047 | 7.0641 | 7.1297 | 6.9932 | 7.1086 | 7.1559 | 7.0374 | 7.1309 | 7.1691 | 5.2992 | 4.5631 | 3.925 | 5.901 | 5.3341 | 4.7669 | 6.2164 | 5.7854 | 5.3243 | 7.1632 | 7.1398 | 7.1398 | 7.1632 | 7.175 | 3.8268 | 4.6796 | 5.2534 | 7.1398 | 7.1632 | 7.175 | 3.8268 | 4.6796 | 5.2534 | 7 | 7.1398 | 3.8268 | 7 | [14 empty] | 10.6 | 146 | --------- | 1.56 | 146 | --------- | 0.0506 | 146 | 0.0506
[20 empty] | 6.8006 | 6.9617 | 7.0283 | 6.8898 | 7.0067 | 7.0548 | 6.9343 | 7.0292 | 7.0681 | 5.2616 | 4.5421 | 3.9132 | 5.8448 | 5.2954 | 4.7409 | 6.1491 | 5.733 | 5.2846 | 7.0622 | 7.0385 | 7.0385 | 7.0622 | 7.0741 | 3.8164 | 4.6555 | 5.2156 | 7.0385 | 7.0622 | 7.0741 | 3.8164 | 4.6555 | 5.2156 | 6.9 | 7.0385 | 3.8164 | 6.9 | [14 empty] | 10.5 | 147 | --------- | 1.55 | 147 | --------- | 0.0505 | 147 | 0.0505
[20 empty] | 6.6966 | 6.8594 | 6.9269 | 6.7865 | 6.9047 | 6.9537 | 6.8313 | 6.9275 | 6.9671 | 5.2229 | 4.52 | 3.9005 | 5.7878 | 5.2556 | 4.7138 | 6.0811 | 5.6797 | 5.244 | 6.9613 | 6.9373 | 6.9373 | 6.9613 | 6.9733 | 3.8052 | 4.6304 | 5.177 | 6.9373 | 6.9613 | 6.9733 | 3.8052 | 4.6304 | 5.177 | 6.8 | 6.9373 | 3.8052 | 6.8 | [14 empty] | 10.4 | 148 | --------- | 1.54 | 148 | --------- | 0.0504 | 148 | 0.0504
[20 empty] | 6.5928 | 6.757 | 6.8255 | 6.6833 | 6.8028 | 6.8526 | 6.7284 | 6.8257 | 6.8662 | 5.1829 | 4.4968 | 3.887 | 5.7298 | 5.2147 | 4.6857 | 6.0124 | 5.6255 | 5.2024 | 6.8603 | 6.8361 | 6.8361 | 6.8603 | 6.8724 | 3.7932 | 4.6043 | 5.1373 | 6.8361 | 6.8603 | 6.8724 | 3.7932 | 4.6043 | 5.1373 | 6.7 | 6.8361 | 3.7932 | 6.7 | [14 empty] | 10.3 | 149 | --------- | 1.53 | 149 | --------- | 0.0503 | 149 | 0.0503
[20 empty] | 6.4892 | 6.6547 | 6.7242 | 6.5802 | 6.7009 | 6.7515 | 6.6256 | 6.724 | 6.7652 | 5.1417 | 4.4725 | 3.8726 | 5.6709 | 5.1728 | 4.6566 | 5.9429 | 5.5705 | 5.1599 | 6.7593 | 6.7348 | 6.7348 | 6.7593 | 6.7715 | 3.7803 | 4.5772 | 5.0967 | 6.7348 | 6.7593 | 6.7715 | 3.7803 | 4.5772 | 5.0967 | 6.6 | 6.7348 | 3.7803 | 6.6 | [14 empty] | 10.2 | 150 | --------- | 1.52 | 150 | --------- | 0.0502 | 150 | 0.0502
[20 empty] | 6.3857 | 6.5525 | 6.6228 | 6.4772 | 6.599 | 6.6504 | 6.5228 | 6.6224 | 6.6642 | 5.0993 | 4.4471 | 3.8574 | 5.6111 | 5.1298 | 4.6265 | 5.8728 | 5.5146 | 5.1164 | 6.6583 | 6.6336 | 6.6336 | 6.6583 | 6.6706 | 3.7666 | 4.549 | 5.0551 | 6.6336 | 6.6583 | 6.6706 | 3.7666 | 4.549 | 5.0551 | 6.5 | 6.6336 | 3.7666 | 6.5 | [14 empty] | 10.1 | 151 | --------- | 1.51 | 151 | --------- | 0.0501 | 151 | 0.0501
[20 empty] | 6.2823 | 6.4502 | 6.5214 | 6.3743 | 6.4971 | 6.5493 | 6.4202 | 6.5207 | 6.5632 | 5.0558 | 4.4206 | 3.8413 | 5.5504 | 5.0858 | 4.5953 | 5.802 | 5.4579 | 5.072 | 6.5573 | 6.5323 | 6.5323 | 6.5573 | 6.5697 | 3.7521 | 4.5198 | 5.0126 | 6.5323 | 6.5573 | 6.5697 | 3.7521 | 4.5198 | 5.0126 | 6.4 | 6.5323 | 3.7521 | 6.4 | [14 empty] | 10 | 152 | --------- | 1.5 | 152 | --------- | 0.05 | 152 | 0.05
[20 empty] | 6.1791 | 6.348 | 6.42 | 6.2715 | 6.3953 | 6.4482 | 6.3176 | 6.4191 | 6.4622 | 5.011 | 4.3929 | 3.8243 | 5.4887 | 5.0408 | 4.5631 | 5.7305 | 5.4003 | 5.0266 | 6.4563 | 6.4311 | 6.4311 | 6.4563 | 6.4688 | 3.7368 | 4.4897 | 4.9691 | 6.4311 | 6.4563 | 6.4688 | 3.7368 | 4.4897 | 4.9691 | 6.3 | 6.4311 | 3.7368 | 6.3 | [14 empty] | 9.9 | 153 | --------- | 1.49 | 153 | --------- | 0.0499 | 153 | 0.0499
[20 empty] | 6.0761 | 6.2459 | 6.3186 | 6.1688 | 6.2935 | 6.347 | 6.215 | 6.3174 | 6.3612 | 4.965 | 4.3642 | 3.8064 | 5.4261 | 4.9947 | 4.5299 | 5.6583 | 5.3419 | 4.9803 | 6.3553 | 6.3298 | 6.3298 | 6.3553 | 6.3679 | 3.7206 | 4.4584 | 4.9247 | 6.3298 | 6.3553 | 6.3679 | 3.7206 | 4.4584 | 4.9247 | 6.2 | 6.3298 | 3.7206 | 6.2 | [14 empty] | 9.8 | 154 | --------- | 1.48 | 154 | --------- | 0.0498 | 154 | 0.0498
[20 empty] | 5.9732 | 6.1438 | 6.2172 | 6.0662 | 6.1917 | 6.2459 | 6.1126 | 6.2158 | 6.2602 | 4.9178 | 4.3343 | 3.7877 | 5.3627 | 4.9475 | 4.4957 | 5.5853 | 5.2825 | 4.933 | 6.2543 | 6.2285 | 6.2285 | 6.2543 | 6.267 | 3.7036 | 4.4262 | 4.8793 | 6.2285 | 6.2543 | 6.267 | 3.7036 | 4.4262 | 4.8793 | 6.1 | 6.2285 | 3.7036 | 6.1 | [14 empty] | 9.7 | 155 | --------- | 1.47 | 155 | --------- | 0.0497 | 155 | 0.0497
[20 empty] | 5.8704 | 6.0417 | 6.1158 | 5.9637 | 6.0899 | 6.1448 | 6.0102 | 6.1142 | 6.1592 | 4.8694 | 4.3033 | 3.7681 | 5.2983 | 4.8993 | 4.4605 | 5.5117 | 5.2224 | 4.8848 | 6.1533 | 6.1273 | 6.1273 | 6.1533 | 6.1662 | 3.6858 | 4.393 | 4.8329 | 6.1273 | 6.1533 | 6.1662 | 3.6858 | 4.393 | 4.8329 | 6 | 6.1273 | 3.6858 | 6 | [14 empty] | 9.6 | 156 | --------- | 1.46 | 156 | --------- | 0.0496 | 156 | 0.0496
[20 empty] | 5.7679 | 5.9396 | 6.0145 | 5.8613 | 5.9882 | 6.0437 | 5.9079 | 6.0127 | 6.0582 | 4.8198 | 4.2712 | 3.7477 | 5.2329 | 4.8501 | 4.4242 | 5.4374 | 5.1613 | 4.8357 | 6.0522 | 6.026 | 6.026 | 6.0522 | 6.0653 | 3.6671 | 4.3587 | 4.7856 | 6.026 | 6.0522 | 6.0653 | 3.6671 | 4.3587 | 4.7856 | 5.9 | 6.026 | 3.6671 | 5.9 | [14 empty] | 9.5 | 157 | --------- | 1.45 | 157 | --------- | 0.0495 | 157 | 0.0495
[20 empty] | 5.6654 | 5.8376 | 5.9131 | 5.759 | 5.8865 | 5.9426 | 5.8057 | 5.9111 | 5.9573 | 4.769 | 4.238 | 3.7264 | 5.1667 | 4.7998 | 4.3869 | 5.3624 | 5.0994 | 4.7856 | 5.9512 | 5.9247 | 5.9247 | 5.9512 | 5.9644 | 3.6476 | 4.3234 | 4.7373 | 5.9247 | 5.9512 | 5.9644 | 3.6476 | 4.3234 | 4.7373 | 5.8 | 5.9247 | 3.6476 | 5.8 | [14 empty] | 9.4 | 158 | --------- | 1.44 | 158 | --------- | 0.0494 | 158 | 0.0494
[20 empty] | 5.5631 | 5.7356 | 5.8117 | 5.6568 | 5.7848 | 5.8415 | 5.7036 | 5.8096 | 5.8563 | 4.7169 | 4.2037 | 3.7042 | 5.0995 | 4.7485 | 4.3486 | 5.2866 | 5.0366 | 4.7346 | 5.8502 | 5.8234 | 5.8234 | 5.8502 | 5.8634 | 3.6273 | 4.2871 | 4.6881 | 5.8234 | 5.8502 | 5.8634 | 3.6273 | 4.2871 | 4.6881 | 5.7 | 5.8234 | 3.6273 | 5.7 | [14 empty] | 9.3 | 159 | --------- | 1.43 | 159 | --------- | 0.0493 | 159 | 0.0493
[20 empty] | 5.461 | 5.6337 | 5.7103 | 5.5547 | 5.6831 | 5.7404 | 5.6015 | 5.7081 | 5.7553 | 4.6637 | 4.1683 | 3.6811 | 5.0314 | 4.6961 | 4.3093 | 5.2102 | 4.973 | 4.6826 | 5.7492 | 5.7221 | 5.7221 | 5.7492 | 5.7625 | 3.6062 | 4.2498 | 4.6379 | 5.7221 | 5.7492 | 5.7625 | 3.6062 | 4.2498 | 4.6379 | 5.6 | 5.7221 | 3.6062 | 5.6 | [14 empty] | 9.2 | 160 | --------- | 1.42 | 160 | --------- | 0.0492 | 160 | 0.0492
[20 empty] | 5.359 | 5.5318 | 5.6089 | 5.4527 | 5.5815 | 5.6392 | 5.4995 | 5.6066 | 5.6543 | 4.6093 | 4.1317 | 3.6572 | 4.9625 | 4.6427 | 4.2689 | 5.1331 | 4.9085 | 4.6296 | 5.6481 | 5.6208 | 5.6208 | 5.6481 | 5.6616 | 3.5842 | 4.2114 | 4.5867 | 5.6208 | 5.6481 | 5.6616 | 3.5842 | 4.2114 | 4.5867 | 5.5 | 5.6208 | 3.5842 | 5.5 | [14 empty] | 9.1 | 161 | --------- | 1.41 | 161 | --------- | 0.0491 | 161 | 0.0491
[20 empty] | 5.2572 | 5.4299 | 5.5075 | 5.3509 | 5.4799 | 5.5381 | 5.3976 | 5.5051 | 5.5533 | 4.5537 | 4.0941 | 3.6324 | 4.8925 | 4.5882 | 4.2276 | 5.0553 | 4.8432 | 4.5758 | 5.5471 | 5.5195 | 5.5195 | 5.5471 | 5.5607 | 3.5614 | 4.1721 | 4.5346 | 5.5195 | 5.5471 | 5.5607 | 3.5614 | 4.1721 | 4.5346 | 5.4 | 5.5195 | 3.5614 | 5.4 | [14 empty] | 9 | 162 | --------- | 1.4 | 162 | --------- | 0.049 | 162 | 0.049
[20 empty] | 5.1555 | 5.328 | 5.4061 | 5.2491 | 5.3783 | 5.437 | 5.2958 | 5.4037 | 5.4523 | 4.4968 | 4.0553 | 3.6068 | 4.8217 | 4.5327 | 4.1852 | 4.9767 | 4.777 | 4.5209 | 5.446 | 5.4181 | 5.4181 | 5.446 | 5.4598 | 3.5378 | 4.1317 | 4.4815 | 5.4181 | 5.446 | 5.4598 | 3.5378 | 4.1317 | 4.4815 | 5.3 | 5.4181 | 3.5378 | 5.3 | [14 empty] | 8.9 | 163 | --------- | 1.39 | 163 | --------- | 0.0489 | 163 | 0.0489
[20 empty] | 5.054 | 5.2262 | 5.3047 | 5.1474 | 5.2767 | 5.3359 | 5.194 | 5.3022 | 5.3513 | 4.4388 | 4.0154 | 3.5803 | 4.7499 | 4.4761 | 4.1418 | 4.8975 | 4.7099 | 4.4652 | 5.345 | 5.3168 | 5.3168 | 5.345 | 5.3589 | 3.5133 | 4.0903 | 4.4275 | 5.3168 | 5.345 | 5.3589 | 3.5133 | 4.0903 | 4.4275 | 5.2 | 5.3168 | 3.5133 | 5.2 | [14 empty] | 8.8 | 164 | --------- | 1.38 | 164 | --------- | 0.0488 | 164 | 0.0488
[20 empty] | 4.9526 | 5.1245 | 5.2033 | 5.0458 | 5.1752 | 5.2348 | 5.0924 | 5.2008 | 5.2503 | 4.3795 | 3.9745 | 3.5529 | 4.6773 | 4.4185 | 4.0973 | 4.8176 | 4.642 | 4.4084 | 5.2439 | 5.2155 | 5.2155 | 5.2439 | 5.258 | 3.488 | 4.0479 | 4.3725 | 5.2155 | 5.2439 | 5.258 | 3.488 | 4.0479 | 4.3725 | 5.1 | 5.2155 | 3.488 | 5.1 | [14 empty] | 8.7 | 165 | --------- | 1.37 | 165 | --------- | 0.0487 | 165 | 0.0487
[20 empty] | 4.8514 | 5.0227 | 5.102 | 4.9443 | 5.0737 | 5.1336 | 4.9908 | 5.0994 | 5.1494 | 4.3191 | 3.9324 | 3.5246 | 4.6037 | 4.3598 | 4.0519 | 4.7369 | 4.5732 | 4.3508 | 5.1429 | 5.1141 | 5.1141 | 5.1429 | 5.157 | 3.4619 | 4.0045 | 4.3166 | 5.1141 | 5.1429 | 5.157 | 3.4619 | 4.0045 | 4.3166 | 5 | 5.1141 | 3.4619 | 5 | [14 empty] | 8.6 | 166 | --------- | 1.36 | 166 | --------- | 0.0486 | 166 | 0.0486
[20 empty] | 4.7503 | 4.921 | 5.0006 | 4.843 | 4.9722 | 5.0325 | 4.8892 | 4.998 | 5.0484 | 4.2574 | 3.8891 | 3.4955 | 4.5292 | 4.3001 | 4.0054 | 4.6556 | 4.5035 | 4.2922 | 5.0418 | 5.0128 | 5.0128 | 5.0418 | 5.0561 | 3.4349 | 3.96 | 4.2596 | 5.0128 | 5.0418 | 5.0561 | 3.4349 | 3.96 | 4.2596 | 4.9 | 5.0128 | 3.4349 | 4.9 | [14 empty] | 8.5 | 167 | --------- | 1.35 | 167 | --------- | 0.0485 | 167 | 0.0485
[20 empty] | 4.6494 | 4.8194 | 4.8992 | 4.7417 | 4.8707 | 4.9314 | 4.7878 | 4.8966 | 4.9474 | 4.1945 | 3.8448 | 3.4655 | 4.4537 | 4.2394 | 3.9579 | 4.5736 | 4.433 | 4.2326 | 4.9407 | 4.9114 | 4.9114 | 4.9407 | 4.9552 | 3.4072 | 3.9146 | 4.2018 | 4.9114 | 4.9407 | 4.9552 | 3.4072 | 3.9146 | 4.2018 | 4.8 | 4.9114 | 3.4072 | 4.8 | [14 empty] | 8.4 | 168 | --------- | 1.34 | 168 | --------- | 0.0484 | 168 | 0.0484
[20 empty] | 4.5486 | 4.7178 | 4.7978 | 4.6405 | 4.7693 | 4.8303 | 4.6864 | 4.7953 | 4.8464 | 4.1305 | 3.7994 | 3.4347 | 4.3774 | 4.1776 | 3.9093 | 4.4908 | 4.3616 | 4.1721 | 4.8397 | 4.8101 | 4.8101 | 4.8397 | 4.8543 | 3.3786 | 3.8681 | 4.143 | 4.8101 | 4.8397 | 4.8543 | 3.3786 | 3.8681 | 4.143 | 4.7 | 4.8101 | 3.3786 | 4.7 | [14 empty] | 8.3 | 169 | --------- | 1.33 | 169 | --------- | 0.0483 | 169 | 0.0483
[20 empty] | 4.448 | 4.6162 | 4.6964 | 4.5395 | 4.6678 | 4.7292 | 4.5851 | 4.694 | 4.7454 | 4.0652 | 3.7528 | 3.403 | 4.3001 | 4.1147 | 3.8598 | 4.4074 | 4.2894 | 4.1107 | 4.7386 | 4.7087 | 4.7087 | 4.7386 | 4.7533 | 3.3491 | 3.8206 | 4.0832 | 4.7087 | 4.7386 | 4.7533 | 3.3491 | 3.8206 | 4.0832 | 4.6 | 4.7087 | 3.3491 | 4.6 | [14 empty] | 8.2 | 170 | --------- | 1.32 | 170 | --------- | 0.0482 | 170 | 0.0482
[20 empty] | 4.3476 | 4.5146 | 4.595 | 4.4385 | 4.5664 | 4.628 | 4.4839 | 4.5926 | 4.6444 | 3.9987 | 3.7052 | 3.3704 | 4.2219 | 4.0508 | 3.8092 | 4.3233 | 4.2163 | 4.0483 | 4.6375 | 4.6074 | 4.6074 | 4.6375 | 4.6524 | 3.3189 | 3.7721 | 4.0224 | 4.6074 | 4.6375 | 4.6524 | 3.3189 | 3.7721 | 4.0224 | 4.5 | 4.6074 | 3.3189 | 4.5 | [14 empty] | 8.1 | 171 | --------- | 1.31 | 171 | --------- | 0.0481 | 171 | 0.0481
[20 empty] | 4.2473 | 4.4131 | 4.4936 | 4.3376 | 4.4651 | 4.5269 | 4.3828 | 4.4914 | 4.5434 | 3.931 | 3.6564 | 3.3369 | 4.1428 | 3.9859 | 3.7576 | 4.2384 | 4.1423 | 3.9849 | 4.5364 | 4.506 | 4.506 | 4.5364 | 4.5515 | 3.2878 | 3.7225 | 3.9607 | 4.506 | 4.5364 | 4.5515 | 3.2878 | 3.7225 | 3.9607 | 4.4 | 4.506 | 3.2878 | 4.4 | [14 empty] | 8 | 172 | --------- | 1.3 | 172 | --------- | 0.048 | 172 | 0.048
[20 empty] | 4.1471 | 4.3116 | 4.3922 | 4.2369 | 4.3637 | 4.4258 | 4.2817 | 4.3901 | 4.4425 | 3.8621 | 3.6065 | 3.3026 | 4.0628 | 3.9199 | 3.705 | 4.1529 | 4.0675 | 3.9206 | 4.4353 | 4.4046 | 4.4046 | 4.4353 | 4.4505 | 3.2559 | 3.672 | 3.8981 | 4.4046 | 4.4353 | 4.4505 | 3.2559 | 3.672 | 3.8981 | 4.3 | 4.4046 | 3.2559 | 4.3 | [14 empty] | 7.9 | 173 | --------- | 1.29 | 173 | --------- | 0.0479 | 173 | 0.0479
[20 empty] | 4.0471 | 4.2101 | 4.2908 | 4.1362 | 4.2624 | 4.3247 | 4.1808 | 4.2888 | 4.3415 | 3.792 | 3.5555 | 3.2674 | 3.9819 | 3.8529 | 3.6514 | 4.0667 | 3.9918 | 3.8554 | 4.3342 | 4.3032 | 4.3032 | 4.3342 | 4.3496 | 3.2231 | 3.6204 | 3.8344 | 4.3032 | 4.3342 | 4.3496 | 3.2231 | 3.6204 | 3.8344 | 4.2 | 4.3032 | 3.2231 | 4.2 | [14 empty] | 7.8 | 174 | --------- | 1.28 | 174 | --------- | 0.0478 | 174 | 0.0478
[20 empty] | 3.9473 | 4.1087 | 4.1894 | 4.0357 | 4.1611 | 4.2235 | 4.0799 | 4.1876 | 4.2405 | 3.7207 | 3.5034 | 3.2314 | 3.9 | 3.7848 | 3.5967 | 3.9797 | 3.9152 | 3.7892 | 4.2331 | 4.2018 | 4.2018 | 4.2331 | 4.2486 | 3.1895 | 3.5678 | 3.7698 | 4.2018 | 4.2331 | 4.2486 | 3.1895 | 3.5678 | 3.7698 | 4.1 | 4.2018 | 3.1895 | 4.1 | [14 empty] | 7.7 | 175 | --------- | 1.27 | 175 | --------- | 0.0477 | 175 | 0.0477
[20 empty] | 3.8476 | 4.0074 | 4.088 | 3.9352 | 4.0598 | 4.1224 | 3.979 | 4.0864 | 4.1395 | 3.6482 | 3.4501 | 3.1945 | 3.8172 | 3.7156 | 3.541 | 3.8921 | 3.8378 | 3.7221 | 4.132 | 4.1004 | 4.1004 | 4.132 | 4.1477 | 3.1551 | 3.5142 | 3.7043 | 4.1004 | 4.132 | 4.1477 | 3.1551 | 3.5142 | 3.7043 | 4 | 4.1004 | 3.1551 | 4 | [14 empty] | 7.6 | 176 | --------- | 1.26 | 176 | --------- | 0.0476 | 176 | 0.0476
[20 empty] | 3.748 | 3.906 | 3.9866 | 3.8349 | 3.9586 | 4.0213 | 3.8783 | 3.9852 | 4.0385 | 3.5745 | 3.3958 | 3.1567 | 3.7335 | 3.6455 | 3.4843 | 3.8038 | 3.7595 | 3.654 | 4.0309 | 3.999 | 3.999 | 4.0309 | 4.0467 | 3.1199 | 3.4596 | 3.6378 | 3.999 | 4.0309 | 4.0467 | 3.1199 | 3.4596 | 3.6378 | 3.9 | 3.999 | 3.1199 | 3.9 | [14 empty] | 7.5 | 177 | --------- | 1.25 | 177 | --------- | 0.0475 | 177 | 0.0475
[20 empty] | 3.6486 | 3.8047 | 3.8852 | 3.7346 | 3.8574 | 3.9202 | 3.7776 | 3.884 | 3.9375 | 3.4996 | 3.3404 | 3.118 | 3.6489 | 3.5743 | 3.4266 | 3.7147 | 3.6804 | 3.585 | 3.9298 | 3.8976 | 3.8976 | 3.9298 | 3.9458 | 3.0838 | 3.4039 | 3.5704 | 3.8976 | 3.9298 | 3.9458 | 3.0838 | 3.4039 | 3.5704 | 3.8 | 3.8976 | 3.0838 | 3.8 | [14 empty] | 7.4 | 178 | --------- | 1.24 | 178 | --------- | 0.0474 | 178 | 0.0474
[20 empty] | 3.5494 | 3.7034 | 3.7838 | 3.6345 | 3.7562 | 3.819 | 3.677 | 3.7828 | 3.8365 | 3.4235 | 3.2838 | 3.0785 | 3.5634 | 3.502 | 3.3679 | 3.625 | 3.6004 | 3.5151 | 3.8287 | 3.7962 | 3.7962 | 3.8287 | 3.8448 | 3.0469 | 3.3472 | 3.5019 | 3.7962 | 3.8287 | 3.8448 | 3.0469 | 3.3472 | 3.5019 | 3.7 | 3.7962 | 3.0469 | 3.7 | [14 empty] | 7.3 | 179 | --------- | 1.23 | 179 | --------- | 0.0473 | 179 | 0.0473
[20 empty] | 3.4503 | 3.6022 | 3.6824 | 3.5344 | 3.655 | 3.7179 | 3.5765 | 3.6817 | 3.7356 | 3.3462 | 3.2261 | 3.0381 | 3.4769 | 3.4287 | 3.3081 | 3.5345 | 3.5195 | 3.4442 | 3.7276 | 3.6948 | 3.6948 | 3.7276 | 3.7439 | 3.0092 | 3.2896 | 3.4326 | 3.6948 | 3.7276 | 3.7439 | 3.0092 | 3.2896 | 3.4326 | 3.6 | 3.6948 | 3.0092 | 3.6 | [14 empty] | 7.2 | 180 | --------- | 1.22 | 180 | --------- | 0.0472 | 180 | 0.0472
[20 empty] | 3.3513 | 3.501 | 3.581 | 3.4345 | 3.5538 | 3.6168 | 3.4761 | 3.5805 | 3.6346 | 3.2676 | 3.1673 | 2.9969 | 3.3895 | 3.3543 | 3.2473 | 3.4434 | 3.4378 | 3.3723 | 3.6265 | 3.5933 | 3.5933 | 3.6265 | 3.6429 | 2.9706 | 3.2309 | 3.3622 | 3.5933 | 3.6265 | 3.6429 | 2.9706 | 3.2309 | 3.3622 | 3.5 | 3.5933 | 2.9706 | 3.5 | [14 empty] | 7.1 | 181 | --------- | 1.21 | 181 | --------- | 0.0471 | 181 | 0.0471
[20 empty] | 3.2526 | 3.3998 | 3.4796 | 3.3347 | 3.4527 | 3.5156 | 3.3757 | 3.4794 | 3.5336 | 3.1879 | 3.1074 | 2.9547 | 3.3012 | 3.2789 | 3.1855 | 3.3516 | 3.3552 | 3.2995 | 3.5253 | 3.4919 | 3.4919 | 3.5253 | 3.5419 | 2.9313 | 3.1711 | 3.2909 | 3.4919 | 3.5253 | 3.5419 | 2.9313 | 3.1711 | 3.2909 | 3.4 | 3.4919 | 2.9313 | 3.4 | [14 empty] | 7 | 182 | --------- | 1.2 | 182 | --------- | 0.047 | 182 | 0.047
[20 empty] | 3.1539 | 3.2987 | 3.3782 | 3.2349 | 3.3516 | 3.4145 | 3.2754 | 3.3783 | 3.4326 | 3.1069 | 3.0464 | 2.9118 | 3.212 | 3.2025 | 3.1227 | 3.259 | 3.2718 | 3.2258 | 3.4242 | 3.3904 | 3.3904 | 3.4242 | 3.441 | 2.891 | 3.1104 | 3.2187 | 3.3904 | 3.4242 | 3.441 | 2.891 | 3.1104 | 3.2187 | 3.3 | 3.3904 | 2.891 | 3.3 | [14 empty] | 6.9 | 183 | --------- | 1.19 | 183 | --------- | 0.0469 | 183 | 0.0469
[20 empty] | 3.0554 | 3.1976 | 3.2768 | 3.1353 | 3.2505 | 3.3134 | 3.1752 | 3.2773 | 3.3316 | 3.0248 | 2.9843 | 2.8679 | 3.1219 | 3.1249 | 3.0588 | 3.1658 | 3.1875 | 3.1511 | 3.3231 | 3.289 | 3.289 | 3.3231 | 3.34 | 2.85 | 3.0486 | 3.1455 | 3.289 | 3.3231 | 3.34 | 2.85 | 3.0486 | 3.1455 | 3.2 | 3.289 | 2.85 | 3.2 | [14 empty] | 6.8 | 184 | --------- | 1.18 | 184 | --------- | 0.0468 | 184 | 0.0468
[20 empty] | 2.9571 | 3.0965 | 3.1754 | 3.0358 | 3.1495 | 3.2123 | 3.0751 | 3.1762 | 3.2306 | 2.9414 | 2.9211 | 2.8232 | 3.0308 | 3.0464 | 2.9939 | 3.0718 | 3.1023 | 3.0754 | 3.2219 | 3.1875 | 3.1875 | 3.2219 | 3.239 | 2.8081 | 2.9859 | 3.0713 | 3.1875 | 3.2219 | 3.239 | 2.8081 | 2.9859 | 3.0713 | 3.1 | 3.1875 | 2.8081 | 3.1 | [14 empty] | 6.7 | 185 | --------- | 1.17 | 185 | --------- | 0.0467 | 185 | 0.0467
[20 empty] | 2.8589 | 2.9955 | 3.074 | 2.9363 | 3.0485 | 3.1111 | 2.975 | 3.0752 | 3.1297 | 2.8569 | 2.8567 | 2.7776 | 2.9389 | 2.9668 | 2.928 | 2.9772 | 3.0163 | 2.9988 | 3.1208 | 3.0861 | 3.0861 | 3.1208 | 3.138 | 2.7654 | 2.9221 | 2.9962 | 3.0861 | 3.1208 | 3.138 | 2.7654 | 2.9221 | 2.9962 | 3 | 3.0861 | 2.7654 | 3 | [14 empty] | 6.6 | 186 | --------- | 1.16 | 186 | --------- | 0.0466 | 186 | 0.0466
[20 empty] | 2.7609 | 2.8945 | 2.9726 | 2.837 | 2.9475 | 3.01 | 2.875 | 2.9741 | 3.0287 | 2.7711 | 2.7912 | 2.7312 | 2.846 | 2.8862 | 2.8611 | 2.8818 | 2.9294 | 2.9213 | 3.0196 | 2.9846 | 2.9846 | 3.0196 | 3.0371 | 2.7219 | 2.8573 | 2.9201 | 2.9846 | 3.0196 | 3.0371 | 2.7219 | 2.8573 | 2.9201 | 2.9 | 2.9846 | 2.7219 | 2.9 | [14 empty] | 6.5 | 187 | --------- | 1.15 | 187 | --------- | 0.0465 | 187 | 0.0465
[20 empty] | 2.663 | 2.7936 | 2.8712 | 2.7378 | 2.8465 | 2.9089 | 2.7751 | 2.8731 | 2.9277 | 2.6841 | 2.7247 | 2.6838 | 2.7522 | 2.8045 | 2.7932 | 2.7858 | 2.8417 | 2.8428 | 2.9185 | 2.8831 | 2.8831 | 2.9185 | 2.9361 | 2.6776 | 2.7914 | 2.843 | 2.8831 | 2.9185 | 2.9361 | 2.6776 | 2.7914 | 2.843 | 2.8 | 2.8831 | 2.6776 | 2.8 | [14 empty] | 6.4 | 188 | --------- | 1.14 | 188 | --------- | 0.0464 | 188 | 0.0464
[20 empty] | 2.5653 | 2.6926 | 2.7698 | 2.6386 | 2.7455 | 2.8077 | 2.6753 | 2.7722 | 2.8267 | 2.596 | 2.657 | 2.6356 | 2.6575 | 2.7217 | 2.7242 | 2.689 | 2.7531 | 2.7634 | 2.8173 | 2.7817 | 2.7817 | 2.8173 | 2.8351 | 2.6324 | 2.7246 | 2.765 | 2.7817 | 2.8173 | 2.8351 | 2.6324 | 2.7246 | 2.765 | 2.7 | 2.7817 | 2.6324 | 2.7 | [14 empty] | 6.3 | 189 | --------- | 1.13 | 189 | --------- | 0.0463 | 189 | 0.0463
[20 empty] | 2.4678 | 2.5918 | 2.6684 | 2.5396 | 2.6446 | 2.7066 | 2.5756 | 2.6712 | 2.7257 | 2.5066 | 2.5882 | 2.5866 | 2.5618 | 2.638 | 2.6542 | 2.5916 | 2.6636 | 2.6831 | 2.7161 | 2.6802 | 2.6802 | 2.7161 | 2.7341 | 2.5864 | 2.6567 | 2.686 | 2.6802 | 2.7161 | 2.7341 | 2.5864 | 2.6567 | 2.686 | 2.6 | 2.6802 | 2.5864 | 2.6 | [14 empty] | 6.2 | 190 | --------- | 1.12 | 190 | --------- | 0.0462 | 190 | 0.0462
[20 empty] | 2.3703 | 2.4909 | 2.567 | 2.4407 | 2.5437 | 2.6055 | 2.4759 | 2.5702 | 2.6248 | 2.416 | 2.5183 | 2.5367 | 2.4653 | 2.5531 | 2.5832 | 2.4935 | 2.5732 | 2.6017 | 2.615 | 2.5787 | 2.5787 | 2.615 | 2.6331 | 2.5395 | 2.5878 | 2.6061 | 2.5787 | 2.615 | 2.6331 | 2.5395 | 2.5878 | 2.6061 | 2.5 | 2.5787 | 2.5395 | 2.5 | [14 empty] | 6.1 | 191 | --------- | 1.11 | 191 | --------- | 0.0461 | 191 | 0.0461
[20 empty] | 2.2731 | 2.3901 | 2.4656 | 2.3419 | 2.4428 | 2.5043 | 2.3763 | 2.4693 | 2.5238 | 2.3242 | 2.4472 | 2.4859 | 2.3678 | 2.4673 | 2.5112 | 2.3946 | 2.482 | 2.5195 | 2.5138 | 2.4772 | 2.4772 | 2.5138 | 2.5321 | 2.4918 | 2.5179 | 2.5252 | 2.4772 | 2.5138 | 2.5321 | 2.4918 | 2.5179 | 2.5252 | 2.4 | 2.4772 | 2.4918 | 2.4 | [14 empty] | 6 | 192 | --------- | 1.1 | 192 | --------- | 0.046 | 192 | 0.046
[20 empty] | 2.176 | 2.2893 | 2.3642 | 2.2432 | 2.342 | 2.4032 | 2.2768 | 2.3684 | 2.4228 | 2.2312 | 2.3751 | 2.4342 | 2.2694 | 2.3803 | 2.4381 | 2.2951 | 2.39 | 2.4363 | 2.4126 | 2.3757 | 2.3757 | 2.4126 | 2.4312 | 2.4433 | 2.447 | 2.4434 | 2.3757 | 2.4126 | 2.4312 | 2.4433 | 2.447 | 2.4434 | 2.3 | 2.3757 | 2.4433 | 2.3 | [14 empty] | 5.9 | 193 | --------- | 1.09 | 193 | --------- | 0.0459 | 193 | 0.0459
[20 empty] | 2.079 | 2.1886 | 2.2628 | 2.1445 | 2.2411 | 2.3021 | 2.1774 | 2.2675 | 2.3218 | 2.137 | 2.3019 | 2.3817 | 2.1701 | 2.2924 | 2.3641 | 2.1948 | 2.2971 | 2.3521 | 2.3114 | 2.2742 | 2.2742 | 2.3114 | 2.3302 | 2.394 | 2.3751 | 2.3606 | 2.2742 | 2.3114 | 2.3302 | 2.394 | 2.3751 | 2.3606 | 2.2 | 2.2742 | 2.394 | 2.2 | [14 empty] | 5.8 | 194 | --------- | 1.08 | 194 | --------- | 0.0458 | 194 | 0.0458
[20 empty] | 1.9822 | 2.0879 | 2.1614 | 2.046 | 2.1403 | 2.2009 | 2.078 | 2.1666 | 2.2208 | 2.0416 | 2.2275 | 2.3283 | 2.0698 | 2.2034 | 2.289 | 2.0939 | 2.2033 | 2.267 | 2.2103 | 2.1727 | 2.1727 | 2.2103 | 2.2292 | 2.3439 | 2.3021 | 2.2768 | 2.1727 | 2.2103 | 2.2292 | 2.3439 | 2.3021 | 2.2768 | 2.1 | 2.1727 | 2.3439 | 2.1 | [14 empty] | 5.7 | 195 | --------- | 1.07 | 195 | --------- | 0.0457 | 195 | 0.0457
[20 empty] | 1.8856 | 1.9872 | 2.06 | 1.9476 | 2.0395 | 2.0998 | 1.9787 | 2.0658 | 2.1198 | 1.945 | 2.152 | 2.2741 | 1.9687 | 2.1133 | 2.2128 | 1.9922 | 2.1086 | 2.181 | 2.1091 | 2.0711 | 2.0711 | 2.1091 | 2.1282 | 2.2929 | 2.2282 | 2.1921 | 2.0711 | 2.1091 | 2.1282 | 2.2929 | 2.2282 | 2.1921 | 2 | 2.0711 | 2.2929 | 2 | [14 empty] | 5.6 | 196 | --------- | 1.06 | 196 | --------- | 0.0456 | 196 | 0.0456
[20 empty] | 1.789 | 1.8866 | 1.9585 | 1.8493 | 1.9388 | 1.9987 | 1.8795 | 1.965 | 2.0189 | 1.8472 | 2.0754 | 2.219 | 1.8666 | 2.0222 | 2.1357 | 1.8898 | 2.0131 | 2.094 | 2.0079 | 1.9696 | 1.9696 | 2.0079 | 2.0272 | 2.241 | 2.1532 | 2.1064 | 1.9696 | 2.0079 | 2.0272 | 2.241 | 2.1532 | 2.1064 | 1.9 | 1.9696 | 2.241 | 1.9 | [14 empty] | 5.5 | 197 | --------- | 1.05 | 197 | --------- | 0.0455 | 197 | 0.0455
[20 empty] | 1.6927 | 1.786 | 1.8571 | 1.7511 | 1.838 | 1.8975 | 1.7804 | 1.8641 | 1.9179 | 1.7482 | 1.9977 | 2.163 | 1.7636 | 1.93 | 2.0575 | 1.7868 | 1.9168 | 2.0061 | 1.9067 | 1.8681 | 1.8681 | 1.9067 | 1.9262 | 2.1884 | 2.0772 | 2.0198 | 1.8681 | 1.9067 | 1.9262 | 2.1884 | 2.0772 | 2.0198 | 1.8 | 1.8681 | 2.1884 | 1.8 | [14 empty] | 5.4 | 198 | --------- | 1.04 | 198 | --------- | 0.0454 | 198 | 0.0454
[20 empty] | 1.5965 | 1.6854 | 1.7557 | 1.653 | 1.7373 | 1.7964 | 1.6814 | 1.7633 | 1.8169 | 1.6479 | 1.9189 | 2.1061 | 1.6597 | 1.8368 | 1.9784 | 1.683 | 1.8195 | 1.9172 | 1.8055 | 1.7665 | 1.7665 | 1.8055 | 1.8251 | 2.1349 | 2.0001 | 1.9322 | 1.7665 | 1.8055 | 1.8251 | 2.1349 | 2.0001 | 1.9322 | 1.7 | 1.7665 | 2.1349 | 1.7 | [14 empty] | 5.3 | 199 | --------- | 1.03 | 199 | --------- | 0.0453 | 199 | 0.0453
[20 empty] | 1.5005 | 1.5849 | 1.6543 | 1.555 | 1.6366 | 1.6952 | 1.5824 | 1.6626 | 1.7159 | 1.5465 | 1.839 | 2.0484 | 1.5548 | 1.7426 | 1.8982 | 1.5786 | 1.7215 | 1.8274 | 1.7043 | 1.665 | 1.665 | 1.7043 | 1.7241 | 2.0806 | 1.9221 | 1.8436 | 1.665 | 1.7043 | 1.7241 | 2.0806 | 1.9221 | 1.8436 | 1.6 | 1.665 | 2.0806 | 1.6 | [14 empty] | 5.2 | 200 | --------- | 1.02 | 200 | --------- | 0.0452 | 200 | 0.0452
[20 empty] | 1.4046 | 1.4844 | 1.5529 | 1.4571 | 1.536 | 1.5941 | 1.4835 | 1.5618 | 1.6149 | 1.4439 | 1.758 | 1.9898 | 1.4491 | 1.6473 | 1.8169 | 1.4734 | 1.6225 | 1.7366 | 1.6031 | 1.5634 | 1.5634 | 1.6031 | 1.6231 | 2.0255 | 1.843 | 1.7541 | 1.5634 | 1.6031 | 1.6231 | 2.0255 | 1.843 | 1.7541 | 1.5 | 1.5634 | 2.0255 | 1.5 | [14 empty] | 5.1 | 201 | --------- | 1.01 | 201 | --------- | 0.0451 | 201 | 0.0451
[70 empty] | 5 | 202 | --------- | 1 | 202 | --------- | 0.045 | 202 | 0.045
[70 empty] | 4.9 | 203 | --------- | 0.99 | 203 | --------- | 0.0449 | 203 | 0.0449
[70 empty] | 4.8 | 204 | --------- | 0.98 | 204 | --------- | 0.0448 | 204 | 0.0448
[70 empty] | 4.7 | 205 | --------- | 0.97 | 205 | --------- | 0.0447 | 205 | 0.0447
[70 empty] | 4.6 | 206 | --------- | 0.96 | 206 | --------- | 0.0446 | 206 | 0.0446
[70 empty] | 4.5 | 207 | --------- | 0.95 | 207 | --------- | 0.0445 | 207 | 0.0445
[70 empty] | 4.4 | 208 | --------- | 0.94 | 208 | --------- | 0.0444 | 208 | 0.0444
[70 empty] | 4.3 | 209 | --------- | 0.93 | 209 | --------- | 0.0443 | 209 | 0.0443
[70 empty] | 4.2 | 210 | --------- | 0.92 | 210 | --------- | 0.0442 | 210 | 0.0442
[70 empty] | 4.1 | 211 | --------- | 0.91 | 211 | --------- | 0.0441 | 211 | 0.0441
[70 empty] | 4 | 212 | --------- | 0.9 | 212 | --------- | 0.044 | 212 | 0.044
[70 empty] | 3.9 | 213 | --------- | 0.89 | 213 | --------- | 0.0439 | 213 | 0.0439
[70 empty] | 3.8 | 214 | --------- | 0.88 | 214 | --------- | 0.0438 | 214 | 0.0438
[70 empty] | 3.7 | 215 | --------- | 0.87 | 215 | --------- | 0.0437 | 215 | 0.0437
[70 empty] | 3.6 | 216 | --------- | 0.86 | 216 | --------- | 0.0436 | 216 | 0.0436
[70 empty] | 3.5 | 217 | --------- | 0.85 | 217 | --------- | 0.0435 | 217 | 0.0435
[70 empty] | 3.4 | 218 | --------- | 0.84 | 218 | --------- | 0.0434 | 218 | 0.0434
[70 empty] | 3.3 | 219 | --------- | 0.83 | 219 | --------- | 0.0433 | 219 | 0.0433
[70 empty] | 3.2 | 220 | --------- | 0.82 | 220 | --------- | 0.0432 | 220 | 0.0432
[70 empty] | 3.1 | 221 | --------- | 0.81 | 221 | --------- | 0.0431 | 221 | 0.0431
[70 empty] | 3 | 222 | --------- | 0.8 | 222 | --------- | 0.043 | 222 | 0.043
[70 empty] | 2.9 | 223 | --------- | 0.79 | 223 | --------- | 0.0429 | 223 | 0.0429
[70 empty] | 2.8 | 224 | --------- | 0.78 | 224 | --------- | 0.0428 | 224 | 0.0428
[70 empty] | 2.7 | 225 | --------- | 0.77 | 225 | --------- | 0.0427 | 225 | 0.0427
[70 empty] | 2.6 | 226 | --------- | 0.76 | 226 | --------- | 0.0426 | 226 | 0.0426
[70 empty] | 2.5 | 227 | --------- | 0.75 | 227 | --------- | 0.0425 | 227 | 0.0425
[70 empty] | 2.4 | 228 | --------- | 0.74 | 228 | --------- | 0.0424 | 228 | 0.0424
[70 empty] | 2.3 | 229 | --------- | 0.73 | 229 | --------- | 0.0423 | 229 | 0.0423
[70 empty] | 2.2 | 230 | --------- | 0.72 | 230 | --------- | 0.0422 | 230 | 0.0422
[70 empty] | 2.1 | 231 | --------- | 0.71 | 231 | --------- | 0.0421 | 231 | 0.0421
[70 empty] | 2 | 232 | --------- | 0.7 | 232 | --------- | 0.042 | 232 | 0.042
[70 empty] | 1.9 | 233 | --------- | 0.69 | 233 | --------- | 0.0419 | 233 | 0.0419
[70 empty] | 1.8 | 234 | --------- | 0.68 | 234 | --------- | 0.0418 | 234 | 0.0418
[70 empty] | 1.7 | 235 | --------- | 0.67 | 235 | --------- | 0.0417 | 235 | 0.0417
[70 empty] | 1.6 | 236 | --------- | 0.66 | 236 | --------- | 0.0416 | 236 | 0.0416
[70 empty] | 1.5 | 237 | --------- | 0.65 | 237 | --------- | 0.0415 | 237 | 0.0415
[70 empty] | 1.4 | 238 | --------- | 0.64 | 238 | --------- | 0.0414 | 238 | 0.0414
[70 empty] | 1.3 | 239 | --------- | 0.63 | 239 | --------- | 0.0413 | 239 | 0.0413
[70 empty] | 1.2 | 240 | --------- | 0.62 | 240 | --------- | 0.0412 | 240 | 0.0412
[70 empty] | 1.1 | 241 | --------- | 0.61 | 241 | --------- | 0.0411 | 241 | 0.0411
[70 empty] | 1 | 242 | --------- | 0.6 | 242 | --------- | 0.041 | 242 | 0.041
[73 empty] | 0.59 | 243 | --------- | 0.0409 | 243 | 0.0409
[73 empty] | 0.58 | 244 | --------- | 0.0408 | 244 | 0.0408
[73 empty] | 0.57 | 245 | --------- | 0.0407 | 245 | 0.0407
[73 empty] | 0.56 | 246 | --------- | 0.0406 | 246 | 0.0406
[73 empty] | 0.55 | 247 | --------- | 0.0405 | 247 | 0.0405
[73 empty] | 0.54 | 248 | --------- | 0.0404 | 248 | 0.0404
[73 empty] | 0.53 | 249 | --------- | 0.0403 | 249 | 0.0403
[73 empty] | 0.52 | 250 | --------- | 0.0402 | 250 | 0.0402
[73 empty] | 0.51 | 251 | --------- | 0.0401 | 251 | 0.0401
[73 empty] | 0.5 | 252 | --------- | 0.04 | 252 | 0.04
[73 empty] | 0.49 | 253 | --------- | 0.0399 | 253 | 0.0399
[73 empty] | 0.48 | 254 | --------- | 0.0398 | 254 | 0.0398
[73 empty] | 0.47 | 255 | --------- | 0.0397 | 255 | 0.0397
[73 empty] | 0.46 | 256 | --------- | 0.0396 | 256 | 0.0396
[73 empty] | 0.45 | 257 | --------- | 0.0395 | 257 | 0.0395
[73 empty] | 0.44 | 258 | --------- | 0.0394 | 258 | 0.0394
[73 empty] | 0.43 | 259 | --------- | 0.0393 | 259 | 0.0393
[73 empty] | 0.42 | 260 | --------- | 0.0392 | 260 | 0.0392
[73 empty] | 0.41 | 261 | --------- | 0.0391 | 261 | 0.0391
[73 empty] | 0.4 | 262 | --------- | 0.039 | 262 | 0.039
[73 empty] | 0.39 | 263 | --------- | 0.0389 | 263 | 0.0389
[73 empty] | 0.38 | 264 | --------- | 0.0388 | 264 | 0.0388
[73 empty] | 0.37 | 265 | --------- | 0.0387 | 265 | 0.0387
[73 empty] | 0.36 | 266 | --------- | 0.0386 | 266 | 0.0386
[73 empty] | 0.35 | 267 | --------- | 0.0385 | 267 | 0.0385
[73 empty] | 0.34 | 268 | --------- | 0.0384 | 268 | 0.0384
[73 empty] | 0.33 | 269 | --------- | 0.0383 | 269 | 0.0383
[73 empty] | 0.32 | 270 | --------- | 0.0382 | 270 | 0.0382
[73 empty] | 0.31 | 271 | --------- | 0.0381 | 271 | 0.0381
[73 empty] | 0.3 | 272 | --------- | 0.038 | 272 | 0.038
[73 empty] | 0.29 | 273 | --------- | 0.0379 | 273 | 0.0379
[73 empty] | 0.28 | 274 | --------- | 0.0378 | 274 | 0.0378
[73 empty] | 0.27 | 275 | --------- | 0.0377 | 275 | 0.0377
[73 empty] | 0.26 | 276 | --------- | 0.0376 | 276 | 0.0376
[73 empty] | 0.25 | 277 | --------- | 0.0375 | 277 | 0.0375
[73 empty] | 0.24 | 278 | --------- | 0.0374 | 278 | 0.0374
[73 empty] | 0.23 | 279 | --------- | 0.0373 | 279 | 0.0373
[73 empty] | 0.22 | 280 | --------- | 0.0372 | 280 | 0.0372
[73 empty] | 0.21 | 281 | --------- | 0.0371 | 281 | 0.0371
[73 empty] | 0.2 | 282 | --------- | 0.037 | 282 | 0.037
[73 empty] | 0.19 | 283 | --------- | 0.0369 | 283 | 0.0369
[73 empty] | 0.18 | 284 | --------- | 0.0368 | 284 | 0.0368
[73 empty] | 0.17 | 285 | --------- | 0.0367 | 285 | 0.0367
[73 empty] | 0.16 | 286 | --------- | 0.0366 | 286 | 0.0366
[73 empty] | 0.15 | 287 | --------- | 0.0365 | 287 | 0.0365
[73 empty] | 0.14 | 288 | --------- | 0.0364 | 288 | 0.0364
[73 empty] | 0.13 | 289 | --------- | 0.0363 | 289 | 0.0363
[73 empty] | 0.12 | 290 | --------- | 0.0362 | 290 | 0.0362
[73 empty] | 0.11 | 291 | --------- | 0.0361 | 291 | 0.0361
[73 empty] | 0.1 | 292 | --------- | 0.036 | 292 | 0.036
[73 empty] | 0.09 | 293 | --------- | 0.0359 | 293 | 0.0359
[73 empty] | 0.08 | 294 | --------- | 0.0358 | 294 | 0.0358
[73 empty] | 0.07 | 295 | --------- | 0.0357 | 295 | 0.0357
[73 empty] | 0.06 | 296 | --------- | 0.0356 | 296 | 0.0356
[73 empty] | 0.05 | 297 | --------- | 0.0355 | 297 | 0.0355
[73 empty] | 0.04 | 298 | --------- | 0.0354 | 298 | 0.0354
[73 empty] | 0.03 | 299 | --------- | 0.0353 | 299 | 0.0353
[73 empty] | 0.02 | 300 | --------- | 0.0352 | 300 | 0.0352
[73 empty] | 0.01 | 301 | --------- | 0.0351 | 301 | 0.0351
[76 empty] | 0.035 | 302 | 0.035
[76 empty] | 0.0349 | 303 | 0.0349
[76 empty] | 0.0348 | 304 | 0.0348
[76 empty] | 0.0347 | 305 | 0.0347
[76 empty] | 0.0346 | 306 | 0.0346
[76 empty] | 0.0345 | 307 | 0.0345
[76 empty] | 0.0344 | 308 | 0.0344
[76 empty] | 0.0343 | 309 | 0.0343
[76 empty] | 0.0342 | 310 | 0.0342
[76 empty] | 0.0341 | 311 | 0.0341
[76 empty] | 0.034 | 312 | 0.034
[76 empty] | 0.0339 | 313 | 0.0339
[76 empty] | 0.0338 | 314 | 0.0338
[76 empty] | 0.0337 | 315 | 0.0337
[76 empty] | 0.0336 | 316 | 0.0336
[76 empty] | 0.0335 | 317 | 0.0335
[76 empty] | 0.0334 | 318 | 0.0334
[76 empty] | 0.0333 | 319 | 0.0333
[76 empty] | 0.0332 | 320 | 0.0332
[76 empty] | 0.0331 | 321 | 0.0331
[76 empty] | 0.033 | 322 | 0.033
[76 empty] | 0.0329 | 323 | 0.0329
[76 empty] | 0.0328 | 324 | 0.0328
[76 empty] | 0.0327 | 325 | 0.0327
[76 empty] | 0.0326 | 326 | 0.0326
[76 empty] | 0.0325 | 327 | 0.0325
[76 empty] | 0.0324 | 328 | 0.0324
[76 empty] | 0.0323 | 329 | 0.0323
[76 empty] | 0.0322 | 330 | 0.0322
[76 empty] | 0.0321 | 331 | 0.0321
[76 empty] | 0.032 | 332 | 0.032
[76 empty] | 0.0319 | 333 | 0.0319
[76 empty] | 0.0318 | 334 | 0.0318
[76 empty] | 0.0317 | 335 | 0.0317
[76 empty] | 0.0316 | 336 | 0.0316
[76 empty] | 0.0315 | 337 | 0.0315
[76 empty] | 0.0314 | 338 | 0.0314
[76 empty] | 0.0313 | 339 | 0.0313
[76 empty] | 0.0312 | 340 | 0.0312
[76 empty] | 0.0311 | 341 | 0.0311
[76 empty] | 0.031 | 342 | 0.031
[76 empty] | 0.0309 | 343 | 0.0309
[76 empty] | 0.0308 | 344 | 0.0308
[76 empty] | 0.0307 | 345 | 0.0307
[76 empty] | 0.0306 | 346 | 0.0306
[76 empty] | 0.0305 | 347 | 0.0305
[76 empty] | 0.0304 | 348 | 0.0304
[76 empty] | 0.0303 | 349 | 0.0303
[76 empty] | 0.0302 | 350 | 0.0302
[76 empty] | 0.0301 | 351 | 0.0301
[76 empty] | 0.03 | 352 | 0.03
[76 empty] | 0.0299 | 353 | 0.0299
[76 empty] | 0.0298 | 354 | 0.0298
[76 empty] | 0.0297 | 355 | 0.0297
[76 empty] | 0.0296 | 356 | 0.0296
[76 empty] | 0.0295 | 357 | 0.0295
[76 empty] | 0.0294 | 358 | 0.0294
[76 empty] | 0.0293 | 359 | 0.0293
[76 empty] | 0.0292 | 360 | 0.0292
[76 empty] | 0.0291 | 361 | 0.0291
[76 empty] | 0.029 | 362 | 0.029
[76 empty] | 0.0289 | 363 | 0.0289
[76 empty] | 0.0288 | 364 | 0.0288
[76 empty] | 0.0287 | 365 | 0.0287
[76 empty] | 0.0286 | 366 | 0.0286
[76 empty] | 0.0285 | 367 | 0.0285
[76 empty] | 0.0284 | 368 | 0.0284
[76 empty] | 0.0283 | 369 | 0.0283
[76 empty] | 0.0282 | 370 | 0.0282
[76 empty] | 0.0281 | 371 | 0.0281
[76 empty] | 0.028 | 372 | 0.028
[76 empty] | 0.0279 | 373 | 0.0279
[76 empty] | 0.0278 | 374 | 0.0278
[76 empty] | 0.0277 | 375 | 0.0277
[76 empty] | 0.0276 | 376 | 0.0276
[76 empty] | 0.0275 | 377 | 0.0275
[76 empty] | 0.0274 | 378 | 0.0274
[76 empty] | 0.0273 | 379 | 0.0273
[76 empty] | 0.0272 | 380 | 0.0272
[76 empty] | 0.0271 | 381 | 0.0271
[76 empty] | 0.027 | 382 | 0.027
[76 empty] | 0.0269 | 383 | 0.0269
[76 empty] | 0.0268 | 384 | 0.0268
[76 empty] | 0.0267 | 385 | 0.0267
[76 empty] | 0.0266 | 386 | 0.0266
[76 empty] | 0.0265 | 387 | 0.0265
[76 empty] | 0.0264 | 388 | 0.0264
[76 empty] | 0.0263 | 389 | 0.0263
[76 empty] | 0.0262 | 390 | 0.0262
[76 empty] | 0.0261 | 391 | 0.0261
[76 empty] | 0.026 | 392 | 0.026
[76 empty] | 0.0259 | 393 | 0.0259
[76 empty] | 0.0258 | 394 | 0.0258
[76 empty] | 0.0257 | 395 | 0.0257
[76 empty] | 0.0256 | 396 | 0.0256
[76 empty] | 0.0255 | 397 | 0.0255
[76 empty] | 0.0254 | 398 | 0.0254
[76 empty] | 0.0253 | 399 | 0.0253
[76 empty] | 0.0252 | 400 | 0.0252
[76 empty] | 0.0251 | 401 | 0.0251
[76 empty] | 0.025 | 402 | 0.025
[76 empty] | 0.0249 | 403 | 0.0249
[76 empty] | 0.0248 | 404 | 0.0248
[76 empty] | 0.0247 | 405 | 0.0247
[76 empty] | 0.0246 | 406 | 0.0246
[76 empty] | 0.0245 | 407 | 0.0245
[76 empty] | 0.0244 | 408 | 0.0244
[76 empty] | 0.0243 | 409 | 0.0243
[76 empty] | 0.0242 | 410 | 0.0242
[76 empty] | 0.0241 | 411 | 0.0241
[76 empty] | 0.024 | 412 | 0.024
[76 empty] | 0.0239 | 413 | 0.0239
[76 empty] | 0.0238 | 414 | 0.0238
[76 empty] | 0.0237 | 415 | 0.0237
[76 empty] | 0.0236 | 416 | 0.0236
[76 empty] | 0.0235 | 417 | 0.0235
[76 empty] | 0.0234 | 418 | 0.0234
[76 empty] | 0.0233 | 419 | 0.0233
[76 empty] | 0.0232 | 420 | 0.0232
[76 empty] | 0.0231 | 421 | 0.0231
[76 empty] | 0.023 | 422 | 0.023
[76 empty] | 0.0229 | 423 | 0.0229
[76 empty] | 0.0228 | 424 | 0.0228
[76 empty] | 0.0227 | 425 | 0.0227
[76 empty] | 0.0226 | 426 | 0.0226
[76 empty] | 0.0225 | 427 | 0.0225
[76 empty] | 0.0224 | 428 | 0.0224
[76 empty] | 0.0223 | 429 | 0.0223
[76 empty] | 0.0222 | 430 | 0.0222
[76 empty] | 0.0221 | 431 | 0.0221
[76 empty] | 0.022 | 432 | 0.022
[76 empty] | 0.0219 | 433 | 0.0219
[76 empty] | 0.0218 | 434 | 0.0218
[76 empty] | 0.0217 | 435 | 0.0217
[76 empty] | 0.0216 | 436 | 0.0216
[76 empty] | 0.0215 | 437 | 0.0215
[76 empty] | 0.0214 | 438 | 0.0214
[76 empty] | 0.0213 | 439 | 0.0213
[76 empty] | 0.0212 | 440 | 0.0212
[76 empty] | 0.0211 | 441 | 0.0211
[76 empty] | 0.021 | 442 | 0.021
[76 empty] | 0.0209 | 443 | 0.0209
[76 empty] | 0.0208 | 444 | 0.0208
[76 empty] | 0.0207 | 445 | 0.0207
[76 empty] | 0.0206 | 446 | 0.0206
[76 empty] | 0.0205 | 447 | 0.0205
[76 empty] | 0.0204 | 448 | 0.0204
[76 empty] | 0.0203 | 449 | 0.0203
[76 empty] | 0.0202 | 450 | 0.0202
[76 empty] | 0.0201 | 451 | 0.0201
[76 empty] | 0.02 | 452 | 0.02
Note on CK4: 1 single layer 2 two layers
Note on DB4: PC version: Can be copied and pasted (select then triple click) into conductivity drop-down box below Web version: Can be copied and pasted into conductivity entry box Mac version: Can't use copy and paste
Note on CZ5: PC version: Can be copied and pasted (select then triple click) into R-value drop-down box below Web version: Can be copied and pasted into R-value entry box Mac version: Can't use copy and paste
Note on CP6: 1 Profiled Metal 2 Clay Tiles
Note on CP8: 1 90 mm 2 140 mm
Note on CP10: 0.0200 - 0.0650 steps 0.0001
Note on CW10: 1 900 1200 2 600 900 3 400 600
Note on CK13: 2.5 - 10 steps 0.1
Note on CP13: 1.5 - 3.4 (110 mm) 2.2 - 5.0 (160 mm)
Note on CW13: 1.5 - 9 steps 0.1
Note on CP16: 0 none 1 ISIL un-framed 2 ISIL framed
Note on CQ17: 0.01 - 3.00 steps 0.01
Note on CQ18: 1 - 95 steps 1 mm
Note on CQ19: 1.0 - 25.0 steps 0.1 %
Note on CO22: 0 none 1 7 mm plywood 2 13 mm plywood 3 10 mm plasterboard 4 13 mm plasterboard
Note on DL32: 0 - 5.0 steps 0.1
Note on DL34: 300 - 950 steps 50
Note on DK39: 1 full thickness compressed 2 only top layer compressed
Note on DM41: 2.5 - 10 steps 0.1
The insulation R-value (thickness) around perimeter of a ceiling may need to be reduced to ensure a seperation of at least 25 mm between underside of the roof underlay and the top surface of the insulation. The schedule method of H1/AS1 allows the roof R-value in the that area to be reduced to R3.3 for a width of 500 mm.
An alternative to reducing the perimeter insulation is to use a raised heel truss.
This solution requires a simple correction to the engineering design to account for wind loading on a what is effectively a slightly taller wall.
For compliance with the calculation method of H1/AS1, clause 2.1.3.7 allows in a general sense to calculated the average R-value of a roof or other building component with two or more distinctly different areas or zones, by area averaging the U-values of the separate zones. The following calculation is based on that process but only requires knowledge of the A/P ratio instead of needing to know both the area and perimeter length. To disable correction, set A-P fraction to 0. Setting A-P fraction below 1.6 disables calc. & display of overall R-value.
Another alternative is to add an interior secondary insulation layer (ISIL).
if insulation is needing to be compressed or shaped to fit then get perimeter insulation compressed R-value using Roof edge insulation sheet

## Roof edge insulation
|  | 448 | 101 |  | 01111010000000000000000000000000000000000000000000000000000000000101111010111100010111101010101000010 |  |  | egAAAAAAAABevF6qE | egAAAAAAAABevF6qE | egAAAAAAAABevF6qE |  |  |  | 011110100000000000000000000000000000000000000000000000000000000001011110101111000101111010101010000100 | 011110100000000000000000000000000000000000000000000000000000000001011110101111000101111010101010000100 |  | 448 |  |  | 2 |  |  | 0 |  |  | 0 |  |  | 21 |  |  | 61 |  |  | 241 |  |  | 61 |  |  | 1 |  |  | 0 |  |  | 0 |  |  | 0 |  |  | 0 |  |  | 0 |  |  | 0 |  |  | 61 |  |  |  | #VALUE! |  |  | This sheet is intended for the situation where roof space insulation is needing to be compressed by an insulation baffle to create a (25mm) seperation from the roofing underside | [15 empty] | egAAAAAAAABevF6qE |  |  |  | v2_7 | PC | 2025-11-27 16:49 | [17 empty] | ccf | 0.233
1 | A | 61 | 7 | 0111101 | 01111010000000000000000000000000000000000000000000000000000000000101111010111100010111101010101000010 | 011110 | 30 | e | 7 | egAAAAAAAABevF6qE | e | FALSE | 30 | 011110 | 011110100000000000000000000000000000000000000000000000000000000001011110101111000101111010101010000100 | 0111101 | 61 | Cntrl12 |  | 2 |  |  | 2 |  |  | 2 |  |  | 6 |  |  | 7 |  |  | 9 |  |  | 7 |  |  | 9 |  |  | 9 |  |  | 7 |  |  | 9 |  |  | 9 |  |  | 7 |  |  | 9 |  |  | 7 |  |  |  | These R-values are for the insulation only and do not include framing | [26 empty] | 100% |  | 1 | 200.364 | 1 | 260 | 0.065 | 1 | 200.364 | 200.364 | 0 | 0 | 200.364 | 150824.5173 | 0.22937 | 22.94% | 77.06% | 0.060113 | 0.30002 | 0.30002 | 3.3331 | 0.30002 | 3.3331 | 153.5708 | 3.907
2 | B | 0 | 9 | 000000000 | 10000000000000000000000000000000000000000000000000000000000101111010111100010111101010101000010 | 100000 | 32 | g | 9 | gAAAAAAAABevF6qE | g | FALSE | 32 | 100000 | 00000000000000000000000000000000000000000000000000000000001011110101111000101111010101010000100 | 000000000 | 0 | Cntrl10 |  | 4 |  |  | 4 |  |  | 4 |  |  | 62 |  |  | 100 |  |  | 452 |  |  | 121 |  |  | 452 |  |  | 452 |  |  | 121 |  |  | 452 |  |  | 452 |  |  | 121 |  |  | 452 |  |  | 121 | [30 empty] | 100% |  | 2 | 200.7279 | 1 | 260 | 0.065 | 2 | 200.7279 | 200.7279 | 0 | 0 | 401.0919 | 150624.1533 | 0.45734 | 22.87% | 77.2% | 0.060146 | 0.29964 | 0.59966 | 3.3352 | 0.59966 | 3.3352 | 153.2707 | 3.9081
3 | C | 0 | 7 | 0000000 | 00000000000000000000000000000000000000000000000000000101111010111100010111101010101000010 | 000000 | 0 | A | 7 | AAAAAAAABevF6qE | A | TRUE | 0 | 000000 | 00000000000000000000000000000000000000000000000001011110101111000101111010101010000100 | 0000000 | 0 | Cntrl11 | [46 empty] | FALSE | [11 empty] | Width | 500 | 600 | insulation | 3.907 | m2.K/W |  | the rest |  |  | combined | [5 empty] | 0 |  | 3 | 201.0919 | 1 | 260 | 0.065 | 3 | 201.0919 | 201.0919 | 0 | 0 | 602.1838 | 150423.4254 | 0.68391 | 22.8% | 77.34% | 0.060178 | 0.29926 | 0.89891 | 3.3374 | 0.89891 | 3.3374 | 152.9711 | 3.9092
4 | D | 0 | 9 | 000000000 | 00000000000000000000000000000000000000000000000101111010111100010111101010101000010 | 000000 | 0 | A | 9 | AAAAAAABevF6qE | A | TRUE | 0 | 000000 | 0000000000000000000000000000000000000000001011110101111000101111010101010000100 | 000000000 | 0 | Cntrl9 | [47 empty] | Determine insulation |  |  | thickness (mm) |  | 260 | [5 empty] | (mm) |  |  | R-value | [6 empty] | insulation | R-value |  |  |  |  | 0 |  | 4 | 201.4559 | 1 | 260 | 0.065 | 4 | 201.4559 | 201.4559 | 0 | 0 | 803.6397 | 150222.3334 | 0.90908 | 22.73% | 77.48% | 0.060211 | 0.29888 | 1.1978 | 3.3395 | 1.1978 | 3.3395 | 152.6718 | 3.9103
5 | E | 0 | 9 | 000000000 | 00000000000000000000000000000000000000000101111010111100010111101010101000010 | 000000 | 0 | A | 9 | AAAAAABevF6qE | A | TRUE | 0 | 000000 | 0000000000000000000000000000000001011110101111000101111010101010000100 | 000000000 | 0 | Cntrl7 | [47 empty] | material thermal |  |  |  |  | ------------- | = | 0.065 | thermal conductivity (W/m.K) | [20 empty] | 5 | 201.8199 | 1 | 260 | 0.065 | 5 | 201.8199 | 201.8199 | 0 | 0 | 1005.4596 | 150020.8776 | 1.1328 | 22.66% | 77.62% | 0.060244 | 0.2985 | 1.4963 | 3.3416 | 1.4963 | 3.3416 | 152.373 | 3.9115
6 | F | 0 | 7 | 0000000 | 00000000000000000000000000000000000101111010111100010111101010101000010 | 000000 | 0 | A | 7 | AAAAABevF6qE | A | TRUE | 0 | 000000 | 0000000000000000000000001011110101111000101111010101010000100 | 0000000 | 0 | Cntrl8 | [47 empty] | conductivity |  |  | R-value (m2.K/W) |  | 4 | [5 empty] | mean thickness (mm) |  | 251.3742 | mean conductivity (W/m.K) |  | 0.06434 | mean thickness (mm) |  |  | mean conductivity (W/m.K) | mean thickness (mm) |  |  | mean conductivity (W/m.K) |  |  | 1 |  | 6 | 202.1838 | 1 | 260 | 0.065 | 6 | 202.1838 | 202.1838 | 0 | 0 | 1207.6434 | 149819.0577 | 1.3552 | 22.59% | 77.76% | 0.060276 | 0.29813 | 1.7944 | 3.3437 | 1.7944 | 3.3437 | 152.0745 | 3.9126
7 | G | 0 | 9 | 000000000 | 00000000000000000000000000000101111010111100010111101010101000010 | 000000 | 0 | A | 9 | AAAABevF6qE | A | TRUE | 0 | 000000 | 000000000000000001011110101111000101111010101010000100 | 000000000 | 0 | Cntrl5 | [73 empty] | 2 | 0.3 | 0.24 | 7 | 202.5478 | 1 | 260 | 0.065 | 7 | 202.5478 | 202.5478 | 0 | 0 | 1410.1912 | 149616.8739 | 1.5762 | 22.52% | 77.9% | 0.060309 | 0.29775 | 2.0922 | 3.3458 | 2.0922 | 3.3458 | 151.7763 | 3.9137
8 | H | 1 | 9 | 000000001 | 00000000000000000000000101111010111100010111101010101000010 | 000000 | 0 | A | 9 | AAABevF6qE | A | TRUE | 0 | 000000 | 000000001011110101111000101111010101010000100 | 000000001 | 1 | Cntrl4 | [53 empty] | The lowest point is the thinest the insulation will be and does not include the allowance for at least 25mm clearance for ventilation. The loft restriant of the insulation must also allow for that 25mm ventilation clearance using an insulation baffle or by using suitably sized & shaped rigid insulation. | [19 empty] | 0 | 0 | 0.3 | 8 | 202.9118 | 1 | 260 | 0.065 | 8 | 202.9118 | 202.9118 | 0 | 0 | 1613.1029 | 149414.3261 | 1.7958 | 22.45% | 78.04% | 0.060341 | 0.29738 | 2.3895 | 3.3479 | 2.3895 | 3.3479 | 151.4786 | 3.9147
9 | I | 61 | 7 | 0111101 | 00000000000000000101111010111100010111101010101000010 | 000000 | 0 | A | 7 | AABevF6qE | A | TRUE | 0 | 000000 | 011110101111000101111010101010000100 | 0111101 | 61 | Cntrl2 | [46 empty] | FALSE |  | roof / baffle angle (degrees) |  |  | 20 | 20 | [5 empty] | Minimum insulation R-value |  |  |  | 3.3331 | m2.K/W | Maximum compression |  |  | 22.94% | [5 empty] | 0 | 0 | 0 | 9 | 203.2757 | 1 | 260 | 0.065 | 9 | 203.2757 | 203.2757 | 0 | 0 | 1816.3787 | 149211.4143 | 2.0139 | 22.38% | 78.18% | 0.060374 | 0.297 | 2.6865 | 3.35 | 2.6865 | 3.35 | 151.1812 | 3.9158
10 | J | 241 | 9 | 011110001 | 00000000000101111010111100010111101010101000010 | 000000 | 0 | A | 9 | ABevF6qE | A | TRUE | 0 | 000000 | 01111000101111010101010000100 | 011110001 | 241 | Cntrl3 | [76 empty] | 10 | 203.6397 | 1 | 260 | 0.065 | 10 | 203.6397 | 203.6397 | 0 | 0 | 2020.0184 | 149008.1386 | 2.2307 | 22.31% | 78.32% | 0.060406 | 0.29663 | 2.9832 | 3.3521 | 2.9832 | 3.3521 | 150.8842 | 3.9169
11 | K | 61 | 7 | 0111101 | 00000101111010111100010111101010101000010 | 000001 | 1 | B | 7 | BevF6qE | B | TRUE | 1 | 000001 | 01111010101010000100 | 0111101 | 61 | Cntrl1 | [46 empty] | FALSE |  | lowest point (mm) |  |  | 125 | 200 | [20 empty] | -100 | 196.603 |  | 11 | 204.0037 | 1 | 260 | 0.065 | 11 | 204.0037 | 204.0037 | 0 | 0 | 2224.022 | 148804.4989 | 2.4461 | 22.24% | 78.46% | 0.060438 | 0.29626 | 3.2794 | 3.3542 | 3.2794 | 3.3542 | 150.5876 | 3.918
12 | L | 21 | 6 | 010101 | 01111010111100010111101010101000010 | 011110 | 30 | e | 6 | evF6qE | e | FALSE | 30 | 011110 | 0101010000100 | 010101 | 21 | Cntrl6 | [73 empty] | 1200 | 669.7643 |  | 12 | 204.3676 | 1 | 260 | 0.065 | 12 | 204.3676 | 204.3676 | 0 | 0 | 2428.3897 | 148600.4952 | 2.66 | 22.17% | 78.6% | 0.060471 | 0.29589 | 3.5753 | 3.3563 | 3.5753 | 3.3563 | 150.2913 | 3.9191
13 | M | 0 | 2 | 00 | 10111100010111101010101000010 | 101111 | 47 | v | 2 | vF6qE | v | FALSE | 47 | 101111 | 0000100 | 00 | 0 | Cntrl15 | [73 empty] | -100 | 167.603 |  | 13 | 204.7316 | 1 | 260 | 0.065 | 13 | 204.7316 | 204.7316 | 0 | 0 | 2633.1213 | 148396.1276 | 2.8726 | 22.1% | 78.74% | 0.060503 | 0.29552 | 3.8709 | 3.3584 | 3.8709 | 3.3584 | 149.9954 | 3.9201
14 | N | 0 | 2 | 00 | 00010111101010101000010 | 000101 | 5 | F | 2 | F6qE | F | TRUE | 5 | 000101 | 00100 | 00 | 0 | Cntrl14 | [47 empty] | Segment 1 | [25 empty] | 1200 | 640.7643 |  | 14 | 205.0956 | 1 | 260 | 0.065 | 14 | 205.0956 | 205.0956 | 0 | 0 | 2838.2169 | 148191.396 | 3.0838 | 22.03% | 78.88% | 0.060535 | 0.29516 | 4.166 | 3.3605 | 4.166 | 3.3605 | 149.6999 | 3.9212
15 | O | 2 | 2 | 10 | 11101010101000010 | 111010 | 58 | 6 | 2 | 6qE | 6 | TRUE | 58 | 111010 | 100 | 10 | 2 | Cntrl13 | [46 empty] | FALSE |  | insulation type |  | 1 | poly/wool fibre |  |  | conductivity | 0.045 | 0.065 | W/m.K | [18 empty] | 15 | 205.4596 | 1 | 260 | 0.065 | 15 | 205.4596 | 205.4596 | 0 | 0 | 3043.6764 | 147986.3004 | 3.2936 | 21.96% | 79.02% | 0.060567 | 0.29479 | 4.4608 | 3.3626 | 4.4608 | 3.3626 | 149.4047 | 3.9222
16 | P |  |  |  | 10101000010 | 101010 | 42 | q |  | qE | q | FALSE | 42 | 101010 | [50 empty] | FALSE | [26 empty] | 600 | 0 |  | 16 | 205.8235 | 1 | 260 | 0.065 | 16 | 205.8235 | 205.8235 | 0 | 0 | 3249.5 | 147780.8408 | 3.5019 | 21.89% | 79.16% | 0.0606 | 0.29443 | 4.7552 | 3.3647 | 4.7552 | 3.3647 | 149.11 | 3.9233
17 | Q |  |  |  | 00010 | 000100 | 4 | E |  | E | E | TRUE | 4 | 000100 | [50 empty] | FALSE |  | thickness (mm) |  |  | 340 | 260 | lofted R-value |  | 4 | m2.K/W | [16 empty] | 600 | 0 |  | 17 | 206.1875 | 1 | 260 | 0.065 | 17 | 206.1875 | 206.1875 | 0 | 0 | 3455.6874 | 147575.0173 | 3.7089 | 21.82% | 79.3% | 0.060632 | 0.29406 | 5.0493 | 3.3668 | 5.0493 | 3.3668 | 148.8155 | 3.9243
18 | R | [30 empty] | FALSE | [8 empty] | FALSE | [8 empty] | TRUE | [8 empty] | TRUE |  |  |  |  | FALSE | [27 empty] | 600 | 0 |  | 18 | 206.5515 | 1 | 260 | 0.065 | 18 | 206.5515 | 206.5515 | 0 | 0 | 3662.2389 | 147368.8298 | 3.9145 | 21.75% | 79.44% | 0.060664 | 0.2937 | 5.343 | 3.3689 | 5.343 | 3.3689 | 148.5215 | 3.9254
19 | S | [39 empty] | FALSE | [8 empty] | TRUE | [8 empty] | TRUE | [5 empty] | FALSE |  | width (mm) |  |  | 500 | 600 |  | avrg. Compression | 3.156% | max | 22.94% | [15 empty] | 600 | 0 |  | 19 | 206.9154 | 1 | 260 | 0.065 | 19 | 206.9154 | 206.9154 | 0 | 0 | 3869.1543 | 147162.2784 | 4.1186 | 21.68% | 79.58% | 0.060696 | 0.29334 | 5.6363 | 3.371 | 5.6363 | 3.371 | 148.2278 | 3.9264
20 | T | [90 empty] | 600 | 0 |  | 20 | 207.2794 | 1 | 260 | 0.065 | 20 | 207.2794 | 207.2794 | 0 | 0 | 4076.4337 | 146955.3629 | 4.3214 | 21.61% | 79.72% | 0.060728 | 0.29298 | 5.9293 | 3.3731 | 5.9293 | 3.3731 | 147.9344 | 3.9274
21 | U | [55 empty] | 0.04549 | 0.045 | 0.045 | [8 empty] | mean insulation R-value | 3.9005 | m2.K/W |  | insulation R-value at lowest point |  |  | 3.3331 | m2.K/W | [15 empty] | 600 | 0 |  | 21 | 207.6434 | 1 | 260 | 0.065 | 21 | 207.6434 | 207.6434 | 0 | 0 | 4284.0771 | 146748.0835 | 4.5228 | 21.54% | 79.86% | 0.06076 | 0.29262 | 6.2219 | 3.3752 | 6.2219 | 3.3752 | 147.6415 | 3.9284
22 | V | [27 empty] | baffle angle |  |  | baffle height | 125 |  | edge insul thick | 340 |  | edge insul width | 500 |  | edge insul k | 0.045 |  | 2nd insul thick | 500 |  | 2nd insul width | 10 |  | 2nd insul k | 0 |  | core insul thick | 500 |  | core width | 10 |  | core insul k | 0 |  | select width | 500 | [28 empty] | 600 | 0 |  | 22 | 208.0073 | 1 | 260 | 0.065 | 22 | 208.0073 | 208.0073 | 0 | 0 | 4492.0845 | 146540.4401 | 4.7228 | 21.47% | 80% | 0.060792 | 0.29226 | 6.5142 | 3.3773 | 6.5142 | 3.3773 | 147.3488 | 3.9295
23 | W | [18 empty] | 13 |  |  | 14 |  |  | 15 |  |  | 6 | 20 |  | 1 |  |  | 3 |  |  | 2 |  |  | 4 |  |  | 5 |  |  | 8 |  |  | 7 |  |  | 9 |  |  | 11 |  |  | 10 |  |  | 12 |  |  |  | Segment 2 | [25 empty] | 600 | 0 |  | 23 | 208.3713 | 1 | 260 | 0.065 | 23 | 208.3713 | 208.3713 | 0 | 0 | 4700.4558 | 146332.4328 | 4.9213 | 21.4% | 80.14% | 0.060824 | 0.2919 | 6.8061 | 3.3793 | 6.8061 | 3.3793 | 147.0566 | 3.9305
24 | X | [17 empty] | 2 | 3 | poly/wool fibre | 1 | 1 | 0 | 1 | 1 | 0 | 22 | 22 | 20 | 77 | 62 | 200 | 162 | 242 | 260 | 72 | 62 | 600 | 202 | 2 | 0.065 | 1 | 1 | 0 | 1 | 1 | 0 | 1 | 1 | 0 | 1 | 1 | 0 | 1 | 1 | 0 | 1 | 1 | 0 | 71 | 62 | 600 |  |  |  | insulation type | [5 empty] | conductivity |  |  | W/m.K | [15 empty] | 600 | 0 |  | 24 | 208.7353 | 1 | 260 | 0.065 | 24 | 208.7353 | 208.7353 | 0 | 0 | 4909.1911 | 146124.0615 | 5.1185 | 21.33% | 80.28% | 0.060856 | 0.29154 | 7.0976 | 3.3814 | 7.0976 | 3.3814 | 146.7647 | 3.9315
25 | Y | [18 empty] | 1 |  |  | 1 |  |  | 1 |  |  | 1 |  |  | 1 |  |  | 1 |  |  | 1 |  |  | 1 |  |  | 1 |  |  | 1 |  |  | 1 |  |  | 1 |  |  | 1 |  |  | 1 |  |  | 1 | [29 empty] | 600 | 0 |  | 25 | 209.0993 | 1 | 260 | 0.065 | 25 | 209.0993 | 209.0993 | 0 | 0 | 5118.2903 | 145915.3262 | 5.3143 | 21.26% | 80.42% | 0.060887 | 0.29119 | 7.3888 | 3.3835 | 7.3888 | 3.3835 | 146.4731 | 3.9325
26 | Z | [18 empty] | 2 | glasswool fibre |  | 2 | glasswool fibre |  | 2 | glasswool fibre |  | 2 | 30 |  | 2 | 500 | 500 | 2 | 500 |  | 2 | 1200 | 0.065 | 2 | 0.065 | 500 | 2 | 500 |  | 2 | 1200 | 0.065 | 2 | 0.065 | 500 | 2 | 500 |  | 2 | 1200 | 0.065 | 2 | 0.065 |  | 2 | 600 | 1200 |  |  | thickness (mm) | [24 empty] | 600 | 0 |  | 26 | 209.4632 | 1 | 260 | 0.065 | 26 | 209.4632 | 209.4632 | 0 | 0 | 5327.7536 | 145706.2269 | 5.5086 | 21.19% | 80.56% | 0.060919 | 0.29083 | 7.6796 | 3.3856 | 7.6796 | 3.3856 | 146.1819 | 3.9335
27 | a | [18 empty] | 3 | poly/wool fibre |  | 3 | poly/wool fibre |  | 3 | poly/wool fibre |  | 3 | 29.5 |  | 3 | 495 | 499 | 3 | 499 |  | 3 | 1190 | 0.0649 | 3 | 0.0649 | 499 | 3 | 499 |  | 3 | 1190 | 0.0649 | 3 | 0.0649 | 499 | 3 | 499 |  | 3 | 1190 | 0.0649 | 3 | 0.0649 |  | 3 | 600 | 1190 | [27 empty] | 600 | 400 |  | 27 | 209.8272 | 1 | 260 | 0.065 | 27 | 209.8272 | 209.8272 | 0 | 0 | 5537.5807 | 145496.7637 | 5.7016 | 21.12% | 80.7% | 0.060951 | 0.29048 | 7.9701 | 3.3877 | 7.9701 | 3.3877 | 145.8911 | 3.9344
28 | b | [18 empty] | 4 | Rigid insulation |  | 4 | Rigid foam |  | 4 | Rigid foam |  | 4 | 29 |  | 4 | 490 | 498 | 4 | 498 |  | 4 | 1180 | 0.0648 | 4 | 0.0648 | 498 | 4 | 498 |  | 4 | 1180 | 0.0648 | 4 | 0.0648 | 498 | 4 | 498 |  | 4 | 1180 | 0.0648 | 4 | 0.0648 |  | 4 | 600 | 1180 |  |  | width (mm) | [24 empty] | 0 | 400 |  | 28 | 210.1912 | 1 | 260 | 0.065 | 28 | 210.1912 | 210.1912 | 0 | 0 | 5747.7719 | 145286.9365 | 5.8932 | 21.05% | 80.84% | 0.060983 | 0.29013 | 8.2603 | 3.3897 | 8.2603 | 3.3897 | 145.6006 | 3.9354
29 | c | [27 empty] | 5 | 28.5 |  | 5 | 485 | 497 | 5 | 497 |  | 5 | 1170 | 0.0647 | 5 | 0.0647 | 497 | 5 | 497 |  | 5 | 1170 | 0.0647 | 5 | 0.0647 | 497 | 5 | 497 |  | 5 | 1170 | 0.0647 | 5 | 0.0647 |  | 5 | 600 | 1170 | [27 empty] | 600 | 400 |  | 29 | 210.5551 | 1 | 260 | 0.065 | 29 | 210.5551 | 210.5551 | 0 | 0 | 5958.3271 | 145076.7454 | 6.0834 | 20.98% | 80.98% | 0.061014 | 0.28978 | 8.55 | 3.3918 | 8.55 | 3.3918 | 145.3105 | 3.9364
30 | d | [25 empty] | 500 |  | 6 | 28 |  | 6 | 480 | 496 | 6 | 496 |  | 6 | 1160 | 0.0646 | 6 | 0.0646 | 496 | 6 | 496 |  | 6 | 1160 | 0.0646 | 6 | 0.0646 | 496 | 6 | 496 |  | 6 | 1160 | 0.0646 | 6 | 0.0646 |  | 6 | 600 | 1160 | [30 empty] | 30 | 210.9191 | 1 | 260 | 0.065 | 30 | 210.9191 | 210.9191 | 0 | 0 | 6169.2462 | 144866.1902 | 6.2721 | 20.91% | 81.12% | 0.061046 | 0.28943 | 8.8395 | 3.3939 | 8.8395 | 3.3939 | 145.0207 | 3.9374
31 | e | [27 empty] | 7 | 27.5 |  | 7 | 475 | 495 | 7 | 495 |  | 7 | 1150 | 0.0645 | 7 | 0.0645 | 495 | 7 | 495 |  | 7 | 1150 | 0.0645 | 7 | 0.0645 | 495 | 7 | 495 |  | 7 | 1150 | 0.0645 | 7 | 0.0645 |  | 7 | 600 | 1150 | [27 empty] | 164.8486 | 0 |  | 31 | 211.2831 | 1 | 260 | 0.065 | 31 | 211.2831 | 211.2831 | 0 | 0 | 6380.5292 | 144655.2711 | 6.4595 | 20.84% | 81.26% | 0.061077 | 0.28908 | 9.1285 | 3.3959 | 9.1285 | 3.3959 | 144.7313 | 3.9383
32 | f | [27 empty] | 8 | 27 |  | 8 | 470 | 494 | 8 | 494 |  | 8 | 1140 | 0.0644 | 8 | 0.0644 | 494 | 8 | 494 |  | 8 | 1140 | 0.0644 | 8 | 0.0644 | 494 | 8 | 494 |  | 8 | 1140 | 0.0644 | 8 | 0.0644 |  | 8 | 600 | 1140 |  | Segment 3 | [25 empty] | 164.8486 | 260 |  | 32 | 211.647 | 1 | 260 | 0.065 | 32 | 211.647 | 211.647 | 0 | 0 | 6592.1763 | 144443.988 | 6.6455 | 20.77% | 81.4% | 0.061109 | 0.28873 | 9.4173 | 3.398 | 9.4173 | 3.398 | 144.4422 | 3.9393
33 | g | [27 empty] | 9 | 26.5 |  | 9 | 465 | 493 | 9 | 493 |  | 9 | 1130 | 0.0643 | 9 | 0.0643 | 493 | 9 | 493 |  | 9 | 1130 | 0.0643 | 9 | 0.0643 | 493 | 9 | 493 |  | 9 | 1130 | 0.0643 | 9 | 0.0643 |  | 9 | 600 | 1130 |  |  | insulation type | [5 empty] | conductivity |  |  | W/m.K | [18 empty] | 33 | 212.011 | 1 | 260 | 0.065 | 33 | 212.011 | 212.011 | 0 | 0 | 6804.1873 | 144232.341 | 6.83 | 20.7% | 81.54% | 0.06114 | 0.28838 | 9.7057 | 3.4001 | 9.7057 | 3.4001 | 144.1535 | 3.9402
34 | h |  |  |  | Roof edge insulation | [13 empty] | angle |  | 20 | 0.36397 |  |  | 0 |  |  |  | 10 | 26 |  | 10 | 460 | 492 | 10 | 492 |  | 10 | 1120 | 0.0642 | 10 | 0.0642 | 492 | 10 | 492 |  | 10 | 1120 | 0.0642 | 10 | 0.0642 | 492 | 10 | 492 |  | 10 | 1120 | 0.0642 | 10 | 0.0642 |  | 10 | 600 | 1120 | [27 empty] | 0 | 0 |  | 34 | 212.375 | 1 | 260 | 0.065 | 34 | 212.375 | 212.375 | 0 | 0 | 7016.5623 | 144020.33 | 7.0132 | 20.63% | 81.68% | 0.061172 | 0.28804 | 9.9937 | 3.4021 | 9.9937 | 3.4021 | 143.8651 | 3.9412
35 | i |  |  |  | reference | egAAAAAAAABevF6qE | [12 empty] | height |  | 200 |  |  | 1 | 1 | don't set |  |  | 11 | 25.5 |  | 11 | 455 | 491 | 11 | 491 |  | 11 | 1110 | 0.0641 | 11 | 0.0641 | 491 | 11 | 491 |  | 11 | 1110 | 0.0641 | 11 | 0.0641 | 491 | 11 | 491 |  | 11 | 1110 | 0.0641 | 11 | 0.0641 |  | 11 | 600 | 1110 |  |  | thickness (mm) | [24 empty] | 0 | 200 |  | 35 | 212.739 | 1 | 260 | 0.065 | 35 | 212.739 | 212.739 | 0 | 0 | 7229.3012 | 143807.955 | 7.195 | 20.56% | 81.82% | 0.061203 | 0.28769 | 10.2814 | 3.4042 | 10.2814 | 3.4042 | 143.5771 | 3.9421
36 | j |  |  |  | roof / baffle angle (degrees) | 20 | [12 empty] | middle width |  | 600 |  |  |  | 1 | don't set |  |  | 12 | 25 |  | 12 | 450 | 490 | 12 | 490 |  | 12 | 1100 | 0.064 | 12 | 0.064 | 490 | 12 | 490 |  | 12 | 1100 | 0.064 | 12 | 0.064 | 490 | 12 | 490 |  | 12 | 1100 | 0.064 | 12 | 0.064 |  | 12 | 600 | 1100 | [30 empty] | 36 | 213.1029 | 1 | 260 | 0.065 | 36 | 213.1029 | 213.1029 | 0 | 0 | 7442.4042 | 143595.216 | 7.3754 | 20.49% | 81.96% | 0.061235 | 0.28735 | 10.5687 | 3.4063 | 10.5687 | 3.4063 | 143.2894 | 3.9431
37 | k |  |  |  | lowest point (mm) | 200 | [12 empty] | total width |  | 600 |  |  |  | 2 | set |  |  | 13 | 24.5 |  | 13 | 445 | 489 | 13 | 489 |  | 13 | 1090 | 0.0639 | 13 | 0.0639 | 489 | 13 | 489 |  | 13 | 1090 | 0.0639 | 13 | 0.0639 | 489 | 13 | 489 |  | 13 | 1090 | 0.0639 | 13 | 0.0639 |  | 13 | 600 | 1090 |  |  | width (mm) | [24 empty] | 5 | 0 |  | 37 | 213.4669 | 1 | 260 | 0.065 | 37 | 213.4669 | 213.4669 | 0 | 0 | 7655.8711 | 143382.1131 | 7.5543 | 20.42% | 82.1% | 0.061266 | 0.28701 | 10.8557 | 3.4083 | 10.8557 | 3.4083 | 143.002 | 3.944
38 | l |  |  |  | insulation type | poly/wool fibre | [22 empty] | 14 | 24 |  | 14 | 440 | 488 | 14 | 488 |  | 14 | 1080 | 0.0638 | 14 | 0.0638 | 488 | 14 | 488 |  | 14 | 1080 | 0.0638 | 14 | 0.0638 | 488 | 14 | 488 |  | 14 | 1080 | 0.0638 | 14 | 0.0638 |  | 14 | 600 | 1080 | [27 empty] | 5 | 10 |  | 38 | 213.8309 | 1 | 260 | 0.065 | 38 | 213.8309 | 213.8309 | 0 | 0 | 7869.7019 | 143168.6462 | 7.7319 | 20.35% | 82.24% | 0.061297 | 0.28666 | 11.1424 | 3.4104 | 11.1424 | 3.4104 | 142.715 | 3.9449
39 | m |  |  |  | lofted R-value | 4 | [22 empty] | 15 | 23.5 |  | 15 | 435 | 487 | 15 | 487 |  | 15 | 1070 | 0.0637 | 15 | 0.0637 | 487 | 15 | 487 |  | 15 | 1070 | 0.0637 | 15 | 0.0637 | 487 | 15 | 487 |  | 15 | 1070 | 0.0637 | 15 | 0.0637 |  | 15 | 600 | 1070 | [30 empty] | 39 | 214.1948 | 1 | 260 | 0.065 | 39 | 214.1948 | 214.1948 | 0 | 0 | 8083.8968 | 142954.8153 | 7.9081 | 20.28% | 82.38% | 0.061329 | 0.28632 | 11.4287 | 3.4125 | 11.4287 | 3.4125 | 142.4284 | 3.9458
40 | n |  |  |  | thickness (mm) | 260 | [22 empty] | 16 | 23 |  | 16 | 430 | 486 | 16 | 486 |  | 16 | 1060 | 0.0636 | 16 | 0.0636 | 486 | 16 | 486 |  | 16 | 1060 | 0.0636 | 16 | 0.0636 | 486 | 16 | 486 |  | 16 | 1060 | 0.0636 | 16 | 0.0636 |  | 16 | 600 | 1060 | [27 empty] | 5 | 585 |  | 40 | 214.5588 | 1 | 260 | 0.065 | 40 | 214.5588 | 214.5588 | 0 | 0 | 8298.4556 | 142740.6205 | 8.0829 | 20.21% | 82.52% | 0.06136 | 0.28598 | 11.7147 | 3.4145 | 11.7147 | 3.4145 | 142.142 | 3.9468
41 | o |  |  |  | width (mm) | 600 | [22 empty] | 17 | 22.5 |  | 17 | 425 | 485 | 17 | 485 |  | 17 | 1050 | 0.0635 | 17 | 0.0635 | 485 | 17 | 485 |  | 17 | 1050 | 0.0635 | 17 | 0.0635 | 485 | 17 | 485 |  | 17 | 1050 | 0.0635 | 17 | 0.0635 |  | 17 | 600 | 1050 |  | Insulation R-values at the lowest point that are less than or equal to R 3.3 are highlighted in red because the construction R-value at that point (when the framing cladding & lining are also included), may well be less than R 3.3 | [25 empty] | 5 | 595 |  | 41 | 214.9228 | 1 | 260 | 0.065 | 41 | 214.9228 | 214.9228 | 0 | 0 | 8513.3784 | 142526.0617 | 8.2562 | 20.14% | 82.66% | 0.061391 | 0.28564 | 12.0003 | 3.4166 | 12.0003 | 3.4166 | 141.8561 | 3.9477
42 | p |  |  |  | ---------- | ---------- | [22 empty] | 18 | 22 |  | 18 | 420 | 484 | 18 | 484 |  | 18 | 1040 | 0.0634 | 18 | 0.0634 | 484 | 18 | 484 |  | 18 | 1040 | 0.0634 | 18 | 0.0634 | 484 | 18 | 484 |  | 18 | 1040 | 0.0634 | 18 | 0.0634 |  | 18 | 600 | 1040 | [27 empty] | 595 | 595 |  | 42 | 215.2867 | 1 | 260 | 0.065 | 42 | 215.2867 | 215.2867 | 0 | 0 | 8728.6651 | 142311.1389 | 8.4282 | 20.07% | 82.8% | 0.061422 | 0.2853 | 12.2857 | 3.4186 | 12.2857 | 3.4186 | 141.5704 | 3.9486
43 | q |  |  |  | ---------- | ---------- | [22 empty] | 19 | 21.5 |  | 19 | 415 | 483 | 19 | 483 |  | 19 | 1030 | 0.0633 | 19 | 0.0633 | 483 | 19 | 483 |  | 19 | 1030 | 0.0633 | 19 | 0.0633 | 483 | 19 | 483 |  | 19 | 1030 | 0.0633 | 19 | 0.0633 |  | 19 | 600 | 1030 | [27 empty] | 595 | 585 |  | 43 | 215.6507 | 1 | 260 | 0.065 | 43 | 215.6507 | 215.6507 | 0 | 0 | 8944.3158 | 142095.8521 | 8.5988 | 20% | 82.94% | 0.061454 | 0.28497 | 12.5706 | 3.4207 | 12.5706 | 3.4207 | 141.2851 | 3.9495
44 | r |  |  |  | ---------- | ---------- | [22 empty] | 20 | 21 |  | 20 | 410 | 482 | 20 | 482 |  | 20 | 1020 | 0.0632 | 20 | 0.0632 | 482 | 20 | 482 |  | 20 | 1020 | 0.0632 | 20 | 0.0632 | 482 | 20 | 482 |  | 20 | 1020 | 0.0632 | 20 | 0.0632 |  | 20 | 600 | 1020 | [30 empty] | 44 | 216.0147 | 1 | 260 | 0.065 | 44 | 216.0147 | 216.0147 | 0 | 0 | 9160.3305 | 141880.2014 | 8.768 | 19.93% | 83.08% | 0.061485 | 0.28463 | 12.8553 | 3.4227 | 12.8553 | 3.4227 | 141.0001 | 3.9504
45 | s |  |  |  | ---------- | ---------- | [22 empty] | 21 | 20.5 |  | 21 | 405 | 481 | 21 | 481 |  | 21 | 1010 | 0.0631 | 21 | 0.0631 | 481 | 21 | 481 |  | 21 | 1010 | 0.0631 | 21 | 0.0631 | 481 | 21 | 481 |  | 21 | 1010 | 0.0631 | 21 | 0.0631 |  | 21 | 600 | 1010 | [27 empty] | 595 | 10 |  | 45 | 216.3787 | 1 | 260 | 0.065 | 45 | 216.3787 | 216.3787 | 0 | 0 | 9376.7092 | 141664.1867 | 8.9357 | 19.86% | 83.22% | 0.061516 | 0.2843 | 13.1395 | 3.4248 | 13.1395 | 3.4248 | 140.7155 | 3.9512
46 | t |  |  |  | ---------- | ---------- | [22 empty] | 22 | 20 |  | 22 | 400 | 480 | 22 | 480 |  | 22 | 1000 | 0.063 | 22 | 0.063 | 480 | 22 | 480 |  | 22 | 1000 | 0.063 | 22 | 0.063 | 480 | 22 | 480 |  | 22 | 1000 | 0.063 | 22 | 0.063 |  | 22 | 600 | 1000 | [27 empty] | 595 | 0 |  | 46 | 216.7426 | 1 | 260 | 0.065 | 46 | 216.7426 | 216.7426 | 0 | 0 | 9593.4518 | 141447.8081 | 9.1021 | 19.79% | 83.36% | 0.061547 | 0.28396 | 13.4235 | 3.4268 | 13.4235 | 3.4268 | 140.4312 | 3.9521
47 | u |  |  |  | ---------- | ---------- | [22 empty] | 23 | 19.5 |  | 23 | 395 | 479 | 23 | 479 |  | 23 | 990 | 0.0629 | 23 | 0.0629 | 479 | 23 | 479 |  | 23 | 990 | 0.0629 | 23 | 0.0629 | 479 | 23 | 479 |  | 23 | 990 | 0.0629 | 23 | 0.0629 |  | 23 | 600 | 990 | [30 empty] | 47 | 217.1066 | 1 | 260 | 0.065 | 47 | 217.1066 | 217.1066 | 0 | 0 | 9810.5584 | 141231.0654 | 9.2671 | 19.72% | 83.5% | 0.061578 | 0.28363 | 13.7071 | 3.4289 | 13.7071 | 3.4289 | 140.1472 | 3.953
48 | v |  |  |  | ---------- | ---------- | [22 empty] | 24 | 19 |  | 24 | 390 | 478 | 24 | 478 |  | 24 | 980 | 0.0628 | 24 | 0.0628 | 478 | 24 | 478 |  | 24 | 980 | 0.0628 | 24 | 0.0628 | 478 | 24 | 478 |  | 24 | 980 | 0.0628 | 24 | 0.0628 |  | 24 | 600 | 980 | [27 empty] | 605 | 0 |  | 48 | 217.4706 | 1 | 260 | 0.065 | 48 | 217.4706 | 217.4706 | 0 | 0 | 10028.029 | 141013.9588 | 9.4307 | 19.65% | 83.64% | 0.061609 | 0.2833 | 13.9904 | 3.4309 | 13.9904 | 3.4309 | 139.8636 | 3.9539
49 | w |  |  |  | ---------- | ---------- | [22 empty] | 25 | 18.5 |  | 25 | 385 | 477 | 25 | 477 |  | 25 | 970 | 0.0627 | 25 | 0.0627 | 477 | 25 | 477 |  | 25 | 970 | 0.0627 | 25 | 0.0627 | 477 | 25 | 477 |  | 25 | 970 | 0.0627 | 25 | 0.0627 |  | 25 | 600 | 970 | [27 empty] | 605 | 10 |  | 49 | 217.8345 | 1 | 260 | 0.065 | 49 | 217.8345 | 217.8345 | 0 | 0 | 10245.8635 | 140796.4883 | 9.5928 | 19.58% | 83.78% | 0.06164 | 0.28296 | 14.2734 | 3.433 | 14.2734 | 3.433 | 139.5803 | 3.9547
50 | x |  |  |  | Width | 600 | [22 empty] | 26 | 18 |  | 26 | 380 | 476 | 26 | 476 |  | 26 | 960 | 0.0626 | 26 | 0.0626 | 476 | 26 | 476 |  | 26 | 960 | 0.0626 | 26 | 0.0626 | 476 | 26 | 476 |  | 26 | 960 | 0.0626 | 26 | 0.0626 |  | 26 | 600 | 960 | [30 empty] | 50 | 218.1985 | 1 | 260 | 0.065 | 50 | 218.1985 | 218.1985 | 0 | 0 | 10464.062 | 140578.6537 | 9.7536 | 19.51% | 83.92% | 0.06167 | 0.28263 | 14.556 | 3.435 | 14.556 | 3.435 | 139.2974 | 3.9556
51 | y |  |  |  | R-value | 3.907 | [22 empty] | 27 | 17.5 |  | 27 | 375 | 475 | 27 | 475 |  | 27 | 950 | 0.0625 | 27 | 0.0625 | 475 | 27 | 475 |  | 27 | 950 | 0.0625 | 27 | 0.0625 | 475 | 27 | 475 |  | 27 | 950 | 0.0625 | 27 | 0.0625 |  | 27 | 600 | 950 | [27 empty] | 605 | 585 |  | 51 | 218.5625 | 1 | 260 | 0.065 | 51 | 218.5625 | 218.5625 | 0 | 0 | 10682.6245 | 140360.4552 | 9.913 | 19.44% | 84.06% | 0.061701 | 0.2823 | 14.8383 | 3.437 | 14.8383 | 3.437 | 139.0147 | 3.9564
52 | z |  |  |  | ---------- | ---------- | [22 empty] | 28 | 17 |  | 28 | 370 | 474 | 28 | 474 |  | 28 | 940 | 0.0624 | 28 | 0.0624 | 474 | 28 | 474 |  | 28 | 940 | 0.0624 | 28 | 0.0624 | 474 | 28 | 474 |  | 28 | 940 | 0.0624 | 28 | 0.0624 |  | 28 | 600 | 940 | [27 empty] | 605 | 595 |  | 52 | 218.9265 | 1 | 260 | 0.065 | 52 | 218.9265 | 218.9265 | 0 | 0 | 10901.551 | 140141.8927 | 10.071 | 19.37% | 84.2% | 0.061732 | 0.28198 | 15.1203 | 3.4391 | 15.1203 | 3.4391 | 138.7324 | 3.9573
53 | 0 |  |  |  | ---------- | ---------- | [22 empty] | 29 | 16.5 |  | 29 | 365 | 473 | 29 | 473 |  | 29 | 930 | 0.0623 | 29 | 0.0623 | 473 | 29 | 473 |  | 29 | 930 | 0.0623 | 29 | 0.0623 | 473 | 29 | 473 |  | 29 | 930 | 0.0623 | 29 | 0.0623 |  | 29 | 600 | 930 | [27 empty] | 595 | 595 |  | 53 | 219.2904 | 1 | 260 | 0.065 | 53 | 219.2904 | 219.2904 | 0 | 0 | 11120.8414 | 139922.9663 | 10.2275 | 19.3% | 84.34% | 0.061763 | 0.28165 | 15.402 | 3.4411 | 15.402 | 3.4411 | 138.4504 | 3.9581
54 | 1 | [27 empty] | 30 | 16 |  | 30 | 360 | 472 | 30 | 472 |  | 30 | 920 | 0.0622 | 30 | 0.0622 | 472 | 30 | 472 |  | 30 | 920 | 0.0622 | 30 | 0.0622 | 472 | 30 | 472 |  | 30 | 920 | 0.0622 | 30 | 0.0622 |  | 30 | 600 | 920 | [27 empty] | 595 | 585 |  | 54 | 219.6544 | 1 | 260 | 0.065 | 54 | 219.6544 | 219.6544 | 0 | 0 | 11340.4958 | 139703.6759 | 10.3827 | 19.23% | 84.48% | 0.061794 | 0.28132 | 15.6833 | 3.4432 | 15.6833 | 3.4432 | 138.1688 | 3.9589
55 | 2 | [27 empty] | 31 | 15.5 |  | 31 | 355 | 471 | 31 | 471 |  | 31 | 910 | 0.0621 | 31 | 0.0621 | 471 | 31 | 471 |  | 31 | 910 | 0.0621 | 31 | 0.0621 | 471 | 31 | 471 |  | 31 | 910 | 0.0621 | 31 | 0.0621 |  | 31 | 600 | 910 | [30 empty] | 55 | 220.0184 | 1 | 260 | 0.065 | 55 | 220.0184 | 220.0184 | 0 | 0 | 11560.5142 | 139484.0215 | 10.5365 | 19.16% | 84.62% | 0.061824 | 0.281 | 15.9643 | 3.4452 | 15.9643 | 3.4452 | 137.8875 | 3.9598
56 | 3 | [27 empty] | 32 | 15 |  | 32 | 350 | 470 | 32 | 470 |  | 32 | 900 | 0.062 | 32 | 0.062 | 470 | 32 | 470 |  | 32 | 900 | 0.062 | 32 | 0.062 | 470 | 32 | 470 |  | 32 | 900 | 0.062 | 32 | 0.062 |  | 32 | 600 | 900 |  | For a two insulation layer system use the total insulation thickness and assuse a common conductivity value. The estimation of the compressed R-value will be more accurate if the material of the two layers is the same , i.e. same density and same conductivity. | [25 empty] | 595 | 10 |  | 56 | 220.3823 | 1 | 260 | 0.065 | 56 | 220.3823 | 220.3823 | 0 | 0 | 11780.8965 | 139264.0031 | 10.6889 | 19.09% | 84.76% | 0.061855 | 0.28067 | 16.245 | 3.4472 | 16.245 | 3.4472 | 137.6065 | 3.9606
57 | 4 | [27 empty] | 33 | 14.5 |  | 33 | 345 | 469 | 33 | 469 |  | 33 | 890 | 0.0619 | 33 | 0.0619 | 469 | 33 | 469 |  | 33 | 890 | 0.0619 | 33 | 0.0619 | 469 | 33 | 469 |  | 33 | 890 | 0.0619 | 33 | 0.0619 |  | 33 | 600 | 890 |  | Check with the insulation supplier if the insulation materials is O.K to be compressed inservice, especially if it will be compressed for more than half of its uncompressed thickness. | [25 empty] | 595 | 0 |  | 57 | 220.7463 | 1 | 260 | 0.065 | 57 | 220.7463 | 220.7463 | 0 | 0 | 12001.6428 | 139043.6208 | 10.8398 | 19.02% | 84.9% | 0.061886 | 0.28035 | 16.5253 | 3.4493 | 16.5253 | 3.4493 | 137.3258 | 3.9614
58 | 5 | [27 empty] | 34 | 14 |  | 34 | 340 | 468 | 34 | 468 |  | 34 | 880 | 0.0618 | 34 | 0.0618 | 468 | 34 | 468 |  | 34 | 880 | 0.0618 | 34 | 0.0618 | 468 | 34 | 468 |  | 34 | 880 | 0.0618 | 34 | 0.0618 |  | 34 | 600 | 880 |  | This spreadsheet is not intended to replace more detailed and specific design information from the insulation supplier such as choice of suitable products and their installation methods. | [28 empty] | 58 | 221.1103 | 1 | 260 | 0.065 | 58 | 221.1103 | 221.1103 | 0 | 0 | 12222.7531 | 138822.8745 | 10.9894 | 18.95% | 85.04% | 0.061916 | 0.28002 | 16.8053 | 3.4513 | 16.8053 | 3.4513 | 137.0455 | 3.9622
59 | 6 | [27 empty] | 35 | 13.5 |  | 35 | 335 | 467 | 35 | 467 |  | 35 | 870 | 0.0617 | 35 | 0.0617 | 467 | 35 | 467 |  | 35 | 870 | 0.0617 | 35 | 0.0617 | 467 | 35 | 467 |  | 35 | 870 | 0.0617 | 35 | 0.0617 |  | 35 | 600 | 870 | [28 empty] | 50 |  | 59 | 221.4742 | 1 | 260 | 0.065 | 59 | 221.4742 | 221.4742 | 0 | 0 | 12444.2273 | 138601.7642 | 11.1376 | 18.88% | 85.18% | 0.061947 | 0.2797 | 17.085 | 3.4533 | 17.085 | 3.4533 | 136.7654 | 3.963
60 | 7 | [27 empty] | 36 | 13 |  | 36 | 330 | 466 | 36 | 466 |  | 36 | 860 | 0.0616 | 36 | 0.0616 | 466 | 36 | 466 |  | 36 | 860 | 0.0616 | 36 | 0.0616 | 466 | 36 | 466 |  | 36 | 860 | 0.0616 | 36 | 0.0616 |  | 36 | 600 | 860 |  | A two layer system that uses an uncompressed bottom layer of insulation could be calculated by subtraction off the thickness of the first layer, calculating the R-value of the compressed second layer, then adding the two R-value together. | [25 empty] | 0 | 220 |  | 60 | 221.8382 | 1 | 260 | 0.065 | 60 | 221.8382 | 221.8382 | 0 | 0 | 12666.0655 | 138380.29 | 11.2844 | 18.81% | 85.32% | 0.061977 | 0.27938 | 17.3644 | 3.4553 | 17.3644 | 3.4553 | 136.4857 | 3.9638
61 | 8 | [27 empty] | 37 | 12.5 |  | 37 | 325 | 465 | 37 | 465 |  | 37 | 850 | 0.0615 | 37 | 0.0615 | 465 | 37 | 465 |  | 37 | 850 | 0.0615 | 37 | 0.0615 | 465 | 37 | 465 |  | 37 | 850 | 0.0615 | 37 | 0.0615 |  | 37 | 600 | 850 |  | If the bottom layer is evenly compressed then it can be calculated sepeately by creating a copy of the sheet and setting the roof angle to zero. This would require knowledge of how much the bottom layer will be compressed. | [25 empty] | 1100 | 620.3673 |  | 61 | 222.2022 | 1 | 260 | 0.065 | 61 | 222.2022 | 222.2022 | 0 | 0 | 12888.2677 | 138158.4517 | 11.4297 | 18.74% | 85.46% | 0.062008 | 0.27906 | 17.6435 | 3.4574 | 17.6435 | 3.4574 | 136.2063 | 3.9646
62 | 9 | [27 empty] | 38 | 12 |  | 38 | 320 | 464 | 38 | 464 |  | 38 | 840 | 0.0614 | 38 | 0.0614 | 464 | 38 | 464 |  | 38 | 840 | 0.0614 | 38 | 0.0614 | 464 | 38 | 464 |  | 38 | 840 | 0.0614 | 38 | 0.0614 |  | 38 | 600 | 840 | [27 empty] | -100 | 270 |  | 62 | 222.5662 | 1 | 260 | 0.065 | 62 | 222.5662 | 222.5662 | 0 | 0 | 13110.8339 | 137936.2496 | 11.5737 | 18.67% | 85.6% | 0.062038 | 0.27874 | 17.9222 | 3.4594 | 17.9222 | 3.4594 | 135.9273 | 3.9654
63 | + | [27 empty] | 39 | 11.5 |  | 39 | 315 | 463 | 39 | 463 |  | 39 | 830 | 0.0613 | 39 | 0.0613 | 463 | 39 | 463 |  | 39 | 830 | 0.0613 | 39 | 0.0613 | 463 | 39 | 463 |  | 39 | 830 | 0.0613 | 39 | 0.0613 |  | 39 | 600 | 830 | [27 empty] | 1200 | 670.3673 |  | 63 | 222.9301 | 1 | 260 | 0.065 | 63 | 222.9301 | 222.9301 | 0 | 0 | 13333.764 | 137713.6834 | 11.7163 | 18.6% | 85.74% | 0.062069 | 0.27842 | 18.2006 | 3.4614 | 18.2006 | 3.4614 | 135.6485 | 3.9661
64 | / | [27 empty] | 40 | 11 |  | 40 | 310 | 462 | 40 | 462 |  | 40 | 820 | 0.0612 | 40 | 0.0612 | 462 | 40 | 462 |  | 40 | 820 | 0.0612 | 40 | 0.0612 | 462 | 40 | 462 |  | 40 | 820 | 0.0612 | 40 | 0.0612 |  | 40 | 600 | 820 |  | The conductivity calculated in the top display box can be copied and pasted over the pull-down selection of conductivity for a segment. After copying, select all of the number in the target box and paste. | [28 empty] | 64 | 223.2941 | 1 | 260 | 0.065 | 64 | 223.2941 | 223.2941 | 0 | 0 | 13557.0581 | 137490.7533 | 11.8575 | 18.53% | 85.88% | 0.062099 | 0.2781 | 18.4787 | 3.4634 | 18.4787 | 3.4634 | 135.3701 | 3.9669
65 | = | [27 empty] | 41 | 10.5 |  | 41 | 305 | 461 | 41 | 461 |  | 41 | 810 | 0.0611 | 41 | 0.0611 | 461 | 41 | 461 |  | 41 | 810 | 0.0611 | 41 | 0.0611 | 461 | 41 | 461 |  | 41 | 810 | 0.0611 | 41 | 0.0611 |  | 41 | 600 | 810 |  | This can also be done with the thickness entered into the top entry box. | [25 empty] | 0 | 0 |  | 65 | 223.6581 | 1 | 260 | 0.065 | 65 | 223.6581 | 223.6581 | 0 | 0 | 13780.7162 | 137267.4592 | 11.9972 | 18.46% | 86.02% | 0.062129 | 0.27779 | 18.7565 | 3.4655 | 18.7565 | 3.4655 | 135.092 | 3.9677
[29 empty] | 42 | 10 |  | 42 | 300 | 460 | 42 | 460 |  | 42 | 800 | 0.061 | 42 | 0.061 | 460 | 42 | 460 |  | 42 | 800 | 0.061 | 42 | 0.061 | 460 | 42 | 460 |  | 42 | 800 | 0.061 | 42 | 0.061 |  | 42 | 600 | 800 | [27 empty] | 1200 | 0 |  | 66 | 224.022 | 1 | 260 | 0.065 | 66 | 224.022 | 224.022 | 0 | 0 | 14004.7382 | 137043.8011 | 12.1356 | 18.39% | 86.16% | 0.06216 | 0.27747 | 19.034 | 3.4675 | 19.034 | 3.4675 | 134.8142 | 3.9684
[29 empty] | 43 | 9.5 |  | 43 | 295 | 459 | 43 | 459 |  | 43 | 790 | 0.0609 | 43 | 0.0609 | 459 | 43 | 459 |  | 43 | 790 | 0.0609 | 43 | 0.0609 | 459 | 43 | 459 |  | 43 | 790 | 0.0609 | 43 | 0.0609 |  | 43 | 600 | 790 | [27 empty] | 1200 | 600 |  | 67 | 224.386 | 1 | 260 | 0.065 | 67 | 224.386 | 224.386 | 0 | 0 | 14229.1242 | 136819.7791 | 12.2726 | 18.32% | 86.3% | 0.06219 | 0.27716 | 19.3111 | 3.4695 | 19.3111 | 3.4695 | 134.5368 | 3.9692
[29 empty] | 44 | 9 |  | 44 | 290 | 458 | 44 | 458 |  | 44 | 780 | 0.0608 | 44 | 0.0608 | 458 | 44 | 458 |  | 44 | 780 | 0.0608 | 44 | 0.0608 | 458 | 44 | 458 |  | 44 | 780 | 0.0608 | 44 | 0.0608 |  | 44 | 600 | 780 | [30 empty] | 68 | 224.75 | 1 | 260 | 0.065 | 68 | 224.75 | 224.75 | 0 | 0 | 14453.8742 | 136595.3931 | 12.4082 | 18.25% | 86.44% | 0.06222 | 0.27684 | 19.588 | 3.4715 | 19.588 | 3.4715 | 134.2596 | 3.9699
[29 empty] | 45 | 8.5 |  | 45 | 285 | 457 | 45 | 457 |  | 45 | 770 | 0.0607 | 45 | 0.0607 | 457 | 45 | 457 |  | 45 | 770 | 0.0607 | 45 | 0.0607 | 457 | 45 | 457 |  | 45 | 770 | 0.0607 | 45 | 0.0607 |  | 45 | 600 | 770 | [27 empty] | 0 | 202 |  | 69 | 225.1139 | 1 | 260 | 0.065 | 69 | 225.1139 | 225.1139 | 0 | 0 | 14678.9881 | 136370.6431 | 12.5424 | 18.18% | 86.58% | 0.06225 | 0.27653 | 19.8645 | 3.4735 | 19.8645 | 3.4735 | 133.9828 | 3.9707
[29 empty] | 46 | 8 |  | 46 | 280 | 456 | 46 | 456 |  | 46 | 760 | 0.0606 | 46 | 0.0606 | 456 | 46 | 456 |  | 46 | 760 | 0.0606 | 46 | 0.0606 | 456 | 46 | 456 |  | 46 | 760 | 0.0606 | 46 | 0.0606 |  | 46 | 600 | 760 | [27 empty] | 0 | 600 |  | 70 | 225.4779 | 1 | 260 | 0.065 | 70 | 225.4779 | 225.4779 | 0 | 0 | 14904.466 | 136145.5292 | 12.6751 | 18.11% | 86.72% | 0.062281 | 0.27622 | 20.1407 | 3.4755 | 20.1407 | 3.4755 | 133.7062 | 3.9714
[29 empty] | 47 | 7.5 |  | 47 | 275 | 455 | 47 | 455 |  | 47 | 750 | 0.0605 | 47 | 0.0605 | 455 | 47 | 455 |  | 47 | 750 | 0.0605 | 47 | 0.0605 | 455 | 47 | 455 |  | 47 | 750 | 0.0605 | 47 | 0.0605 |  | 47 | 600 | 750 | [30 empty] | 71 | 225.8419 | 1 | 260 | 0.065 | 71 | 225.8419 | 225.8419 | 0 | 0 | 15130.3079 | 135920.0512 | 12.8065 | 18.04% | 86.86% | 0.062311 | 0.2759 | 20.4166 | 3.4776 | 20.4166 | 3.4776 | 133.43 | 3.9721
[29 empty] | 48 | 7 |  | 48 | 270 | 454 | 48 | 454 |  | 48 | 740 | 0.0604 | 48 | 0.0604 | 454 | 48 | 454 |  | 48 | 740 | 0.0604 | 48 | 0.0604 | 454 | 48 | 454 |  | 48 | 740 | 0.0604 | 48 | 0.0604 |  | 48 | 600 | 740 | [27 empty] | 600 | 600 |  | 72 | 226.2059 | 1 | 260 | 0.065 | 72 | 226.2059 | 226.2059 | 0 | 0 | 15356.5138 | 135694.2094 | 12.9365 | 17.97% | 87% | 0.062341 | 0.27559 | 20.6922 | 3.4796 | 20.6922 | 3.4796 | 133.1541 | 3.9728
[29 empty] | 49 | 6.5 |  | 49 | 265 | 453 | 49 | 453 |  | 49 | 730 | 0.0603 | 49 | 0.0603 | 453 | 49 | 453 |  | 49 | 730 | 0.0603 | 49 | 0.0603 | 453 | 49 | 453 |  | 49 | 730 | 0.0603 | 49 | 0.0603 |  | 49 | 600 | 730 | [27 empty] | 600 | 420.3821 |  | 73 | 226.5698 | 1 | 260 | 0.065 | 73 | 226.5698 | 226.5698 | 0 | 0 | 15583.0836 | 135468.0035 | 13.0651 | 17.9% | 87.14% | 0.062371 | 0.27528 | 20.9675 | 3.4816 | 20.9675 | 3.4816 | 132.8785 | 3.9736
[29 empty] | 50 | 6 |  | 50 | 260 | 452 | 50 | 452 |  | 50 | 720 | 0.0602 | 50 | 0.0602 | 452 | 50 | 452 |  | 50 | 720 | 0.0602 | 50 | 0.0602 | 452 | 50 | 452 |  | 50 | 720 | 0.0602 | 50 | 0.0602 |  | 50 | 600 | 720 | [30 empty] | 74 | 226.9338 | 1 | 260 | 0.065 | 74 | 226.9338 | 226.9338 | 0 | 0 | 15810.0174 | 135241.4337 | 13.1922 | 17.83% | 87.28% | 0.062401 | 0.27497 | 21.2425 | 3.4836 | 21.2425 | 3.4836 | 132.6032 | 3.9743
[29 empty] | 51 | 5.5 |  | 51 | 255 | 451 | 51 | 451 |  | 51 | 710 | 0.0601 | 51 | 0.0601 | 451 | 51 | 451 |  | 51 | 710 | 0.0601 | 51 | 0.0601 | 451 | 51 | 451 |  | 51 | 710 | 0.0601 | 51 | 0.0601 |  | 51 | 600 | 710 | [27 empty] | 600 | 420.3821 |  | 75 | 227.2978 | 1 | 260 | 0.065 | 75 | 227.2978 | 227.2978 | 0 | 0 | 16037.3152 | 135014.4999 | 13.318 | 17.76% | 87.42% | 0.062431 | 0.27467 | 21.5172 | 3.4856 | 21.5172 | 3.4856 | 132.3283 | 3.975
[29 empty] | 52 | 5 |  | 52 | 250 | 450 | 52 | 450 |  | 52 | 700 | 0.06 | 52 | 0.06 | 450 | 52 | 450 |  | 52 | 700 | 0.06 | 52 | 0.06 | 450 | 52 | 450 |  | 52 | 700 | 0.06 | 52 | 0.06 |  | 52 | 600 | 700 | [27 empty] | 600 | 600 |  | 76 | 227.6617 | 1 | 260 | 0.065 | 76 | 227.6617 | 227.6617 | 0 | 0 | 16264.9769 | 134787.2021 | 13.4424 | 17.69% | 87.56% | 0.062461 | 0.27436 | 21.7915 | 3.4876 | 21.7915 | 3.4876 | 132.0536 | 3.9757
[29 empty] | 53 | 4.5 |  | 53 | 245 | 449 | 53 | 449 |  | 53 | 690 | 0.0599 | 53 | 0.0599 | 449 | 53 | 449 |  | 53 | 690 | 0.0599 | 53 | 0.0599 | 449 | 53 | 449 |  | 53 | 690 | 0.0599 | 53 | 0.0599 |  | 53 | 600 | 690 | [30 empty] | 77 | 228.0257 | 1 | 260 | 0.065 | 77 | 228.0257 | 228.0257 | 0 | 0 | 16493.0026 | 134559.5404 | 13.5654 | 17.62% | 87.7% | 0.062491 | 0.27405 | 22.0656 | 3.4896 | 22.0656 | 3.4896 | 131.7792 | 3.9763
[29 empty] | 54 | 4 |  | 54 | 240 | 448 | 54 | 448 |  | 54 | 680 | 0.0598 | 54 | 0.0598 | 448 | 54 | 448 |  | 54 | 680 | 0.0598 | 54 | 0.0598 | 448 | 54 | 448 |  | 54 | 680 | 0.0598 | 54 | 0.0598 |  | 54 | 600 | 680 | [27 empty] | 600 | 0 |  | 78 | 228.3897 | 1 | 260 | 0.065 | 78 | 228.3897 | 228.3897 | 0 | 0 | 16721.3923 | 134331.5147 | 13.687 | 17.55% | 87.84% | 0.062521 | 0.27375 | 22.3393 | 3.4916 | 22.3393 | 3.4916 | 131.5052 | 3.977
[29 empty] | 55 | 3.5 |  | 55 | 235 | 447 | 55 | 447 |  | 55 | 670 | 0.0597 | 55 | 0.0597 | 447 | 55 | 447 |  | 55 | 670 | 0.0597 | 55 | 0.0597 | 447 | 55 | 447 |  | 55 | 670 | 0.0597 | 55 | 0.0597 |  | 55 | 600 | 670 | [27 empty] | 1200 | 0 |  | 79 | 228.7536 | 1 | 260 | 0.065 | 79 | 228.7536 | 228.7536 | 0 | 0 | 16950.1459 | 134103.125 | 13.8071 | 17.48% | 87.98% | 0.062551 | 0.27344 | 22.6127 | 3.4936 | 22.6127 | 3.4936 | 131.2314 | 3.9777
[29 empty] | 56 | 3 |  | 56 | 230 | 446 | 56 | 446 |  | 56 | 660 | 0.0596 | 56 | 0.0596 | 446 | 56 | 446 |  | 56 | 660 | 0.0596 | 56 | 0.0596 | 446 | 56 | 446 |  | 56 | 660 | 0.0596 | 56 | 0.0596 |  | 56 | 600 | 660 | [30 empty] | 80 | 229.1176 | 1 | 260 | 0.065 | 80 | 229.1176 | 229.1176 | 0 | 0 | 17179.2636 | 133874.3713 | 13.9259 | 17.41% | 88.12% | 0.06258 | 0.27314 | 22.8859 | 3.4956 | 22.8859 | 3.4956 | 130.958 | 3.9784
[29 empty] | 57 | 2.5 |  | 57 | 225 | 445 | 57 | 445 |  | 57 | 650 | 0.0595 | 57 | 0.0595 | 445 | 57 | 445 |  | 57 | 650 | 0.0595 | 57 | 0.0595 | 445 | 57 | 445 |  | 57 | 650 | 0.0595 | 57 | 0.0595 |  | 57 | 600 | 650 | [27 empty] | 601 | 0 |  | 81 | 229.4816 | 1 | 260 | 0.065 | 81 | 229.4816 | 229.4816 | 0 | 0 | 17408.7451 | 133645.2537 | 14.0433 | 17.34% | 88.26% | 0.06261 | 0.27283 | 23.1587 | 3.4976 | 23.1587 | 3.4976 | 130.6849 | 3.979
[29 empty] | 58 | 2 |  | 58 | 220 | 444 | 58 | 444 |  | 58 | 640 | 0.0594 | 58 | 0.0594 | 444 | 58 | 444 |  | 58 | 640 | 0.0594 | 58 | 0.0594 | 444 | 58 | 444 |  | 58 | 640 | 0.0594 | 58 | 0.0594 |  | 58 | 600 | 640 | [27 empty] | 601 | 0 |  | 82 | 229.8456 | 1 | 260 | 0.065 | 82 | 229.8456 | 229.8456 | 0 | 0 | 17638.5907 | 133415.7721 | 14.1593 | 17.27% | 88.4% | 0.06264 | 0.27253 | 23.4313 | 3.4996 | 23.4313 | 3.4996 | 130.412 | 3.9797
[29 empty] | 59 | 1.5 |  | 59 | 215 | 443 | 59 | 443 |  | 59 | 630 | 0.0593 | 59 | 0.0593 | 443 | 59 | 443 |  | 59 | 630 | 0.0593 | 59 | 0.0593 | 443 | 59 | 443 |  | 59 | 630 | 0.0593 | 59 | 0.0593 |  | 59 | 600 | 630 | [30 empty] | 83 | 230.2095 | 1 | 260 | 0.065 | 83 | 230.2095 | 230.2095 | 0 | 0 | 17868.8002 | 133185.9266 | 14.2738 | 17.2% | 88.54% | 0.06267 | 0.27223 | 23.7035 | 3.5016 | 23.7035 | 3.5016 | 130.1395 | 3.9803
[29 empty] | 60 | 1 |  | 60 | 210 | 442 | 60 | 442 |  | 60 | 620 | 0.0592 | 60 | 0.0592 | 442 | 60 | 442 |  | 60 | 620 | 0.0592 | 60 | 0.0592 | 442 | 60 | 442 |  | 60 | 620 | 0.0592 | 60 | 0.0592 |  | 60 | 600 | 620 | [28 empty] | Segment 1 |  | 84 | 230.5735 | 1 | 260 | 0.065 | 84 | 230.5735 | 230.5735 | 0 | 0 | 18099.3737 | 132955.717 | 14.387 | 17.13% | 88.68% | 0.0627 | 0.27193 | 23.9754 | 3.5036 | 23.9754 | 3.5036 | 129.8673 | 3.981
[29 empty] | 61 | 0.5 |  | 61 | 205 | 441 | 61 | 441 |  | 61 | 610 | 0.0591 | 61 | 0.0591 | 441 | 61 | 441 |  | 61 | 610 | 0.0591 | 61 | 0.0591 | 441 | 61 | 441 |  | 61 | 610 | 0.0591 | 61 | 0.0591 |  | 61 | 600 | 610 | [27 empty] | 5 | 25 |  | 85 | 230.9375 | 1 | 260 | 0.065 | 85 | 230.9375 | 230.9375 | 0 | 0 | 18330.3112 | 132725.1435 | 14.4988 | 17.06% | 88.82% | 0.062729 | 0.27163 | 24.247 | 3.5056 | 24.247 | 3.5056 | 129.5953 | 3.9816
[29 empty] | 62 | 0 |  | 62 | 200 | 440 | 62 | 440 |  | 62 | 600 | 0.059 | 62 | 0.059 | 440 | 62 | 440 |  | 62 | 600 | 0.059 | 62 | 0.059 | 440 | 62 | 440 |  | 62 | 600 | 0.059 | 62 | 0.059 |  | 62 | 600 | 600 | [28 empty] | Segment 2 |  | 86 | 231.3014 | 1 | 260 | 0.065 | 86 | 231.3014 | 231.3014 | 0 | 0 | 18561.6126 | 132494.2061 | 14.6092 | 16.99% | 88.96% | 0.062759 | 0.27133 | 24.5184 | 3.5076 | 24.5184 | 3.5076 | 129.3237 | 3.9823
[32 empty] | 63 | 195 | 439 | 63 | 439 |  | 63 | 590 | 0.0589 | 63 | 0.0589 | 439 | 63 | 439 |  | 63 | 590 | 0.0589 | 63 | 0.0589 | 439 | 63 | 439 |  | 63 | 590 | 0.0589 | 63 | 0.0589 |  | 63 | 590 | 590 | [27 empty] | 605 | 25 |  | 87 | 231.6654 | 1 | 260 | 0.065 | 87 | 231.6654 | 231.6654 | 0 | 0 | 18793.2781 | 132262.9046 | 14.7182 | 16.92% | 89.1% | 0.062788 | 0.27103 | 24.7894 | 3.5096 | 24.7894 | 3.5096 | 129.0524 | 3.9829
[32 empty] | 64 | 190 | 438 | 64 | 438 |  | 64 | 580 | 0.0588 | 64 | 0.0588 | 438 | 64 | 438 |  | 64 | 580 | 0.0588 | 64 | 0.0588 | 438 | 64 | 438 |  | 64 | 580 | 0.0588 | 64 | 0.0588 |  | 64 | 580 | 580 | [28 empty] | Segment 3 |  | 88 | 232.0294 | 1 | 260 | 0.065 | 88 | 232.0294 | 232.0294 | 0 | 0 | 19025.3074 | 132031.2392 | 14.8257 | 16.85% | 89.24% | 0.062818 | 0.27073 | 25.0601 | 3.5116 | 25.0601 | 3.5116 | 128.7814 | 3.9835
[32 empty] | 65 | 185 | 437 | 65 | 437 |  | 65 | 570 | 0.0587 | 65 | 0.0587 | 437 | 65 | 437 |  | 65 | 570 | 0.0587 | 65 | 0.0587 | 437 | 65 | 437 |  | 65 | 570 | 0.0587 | 65 | 0.0587 |  | 65 | 570 | 570 | [27 empty] | 605 | 25 |  | 89 | 232.3934 | 1 | 260 | 0.065 | 89 | 232.3934 | 232.3934 | 0 | 0 | 19257.7008 | 131799.2098 | 14.9319 | 16.78% | 89.38% | 0.062848 | 0.27044 | 25.3306 | 3.5135 | 25.3306 | 3.5135 | 128.5106 | 3.9841
[32 empty] | 66 | 180 | 436 | 66 | 436 |  | 66 | 560 | 0.0586 | 66 | 0.0586 | 436 | 66 | 436 |  | 66 | 560 | 0.0586 | 66 | 0.0586 | 436 | 66 | 436 |  | 66 | 560 | 0.0586 | 66 | 0.0586 |  | 66 | 560 | 560 | [30 empty] | 90 | 232.7573 | 1 | 260 | 0.065 | 90 | 232.7573 | 232.7573 | 0 | 0 | 19490.4581 | 131566.8165 | 15.0367 | 16.71% | 89.52% | 0.062877 | 0.27014 | 25.6007 | 3.5155 | 25.6007 | 3.5155 | 128.2402 | 3.9847
[32 empty] | 67 | 175 | 435 | 67 | 435 |  | 67 | 550 | 0.0585 | 67 | 0.0585 | 435 | 67 | 435 |  | 67 | 550 | 0.0585 | 67 | 0.0585 | 435 | 67 | 435 |  | 67 | 550 | 0.0585 | 67 | 0.0585 |  | 67 | 550 | 550 | [30 empty] | 91 | 233.1213 | 1 | 260 | 0.065 | 91 | 233.1213 | 233.1213 | 0 | 0 | 19723.5794 | 131334.0592 | 15.1401 | 16.64% | 89.66% | 0.062907 | 0.26984 | 25.8706 | 3.5175 | 25.8706 | 3.5175 | 127.97 | 3.9853
[32 empty] | 68 | 170 | 434 | 68 | 434 |  | 68 | 540 | 0.0584 | 68 | 0.0584 | 434 | 68 | 434 |  | 68 | 540 | 0.0584 | 68 | 0.0584 | 434 | 68 | 434 |  | 68 | 540 | 0.0584 | 68 | 0.0584 |  | 68 | 540 | 540 | [30 empty] | 92 | 233.4853 | 1 | 260 | 0.065 | 92 | 233.4853 | 233.4853 | 0 | 0 | 19957.0647 | 131100.9379 | 15.2421 | 16.57% | 89.8% | 0.062936 | 0.26955 | 26.1401 | 3.5195 | 26.1401 | 3.5195 | 127.7002 | 3.9859
[32 empty] | 69 | 165 | 433 | 69 | 433 |  | 69 | 530 | 0.0583 | 69 | 0.0583 | 433 | 69 | 433 |  | 69 | 530 | 0.0583 | 69 | 0.0583 | 433 | 69 | 433 |  | 69 | 530 | 0.0583 | 69 | 0.0583 |  | 69 | 530 | 530 | [30 empty] | 93 | 233.8492 | 1 | 260 | 0.065 | 93 | 233.8492 | 233.8492 | 0 | 0 | 20190.9139 | 130867.4526 | 15.3426 | 16.5% | 89.94% | 0.062965 | 0.26926 | 26.4094 | 3.5215 | 26.4094 | 3.5215 | 127.4307 | 3.9865
[32 empty] | 70 | 160 | 432 | 70 | 432 |  | 70 | 520 | 0.0582 | 70 | 0.0582 | 432 | 70 | 432 |  | 70 | 520 | 0.0582 | 70 | 0.0582 | 432 | 70 | 432 |  | 70 | 520 | 0.0582 | 70 | 0.0582 |  | 70 | 520 | 520 | [30 empty] | 94 | 234.2132 | 1 | 260 | 0.065 | 94 | 234.2132 | 234.2132 | 0 | 0 | 20425.1271 | 130633.6034 | 15.4418 | 16.43% | 90.08% | 0.062995 | 0.26896 | 26.6783 | 3.5235 | 26.6783 | 3.5235 | 127.1614 | 3.9871
[32 empty] | 71 | 155 | 431 | 71 | 431 |  | 71 | 510 | 0.0581 | 71 | 0.0581 | 431 | 71 | 431 |  | 71 | 510 | 0.0581 | 71 | 0.0581 | 431 | 71 | 431 |  | 71 | 510 | 0.0581 | 71 | 0.0581 |  | 71 | 510 | 510 | [30 empty] | 95 | 234.5772 | 1 | 260 | 0.065 | 95 | 234.5772 | 234.5772 | 0 | 0 | 20659.7043 | 130399.3902 | 15.5396 | 16.36% | 90.22% | 0.063024 | 0.26867 | 26.947 | 3.5254 | 26.947 | 3.5254 | 126.8924 | 3.9876
[32 empty] | 72 | 150 | 430 | 72 | 430 |  | 72 | 500 | 0.058 | 72 | 0.058 | 430 | 72 | 430 |  | 72 | 500 | 0.058 | 72 | 0.058 | 430 | 72 | 430 |  | 72 | 500 | 0.058 | 72 | 0.058 |  | 72 | 500 | 500 | [30 empty] | 96 | 234.9411 | 1 | 260 | 0.065 | 96 | 234.9411 | 234.9411 | 0 | 0 | 20894.6454 | 130164.813 | 15.636 | 16.29% | 90.36% | 0.063053 | 0.26838 | 27.2154 | 3.5274 | 27.2154 | 3.5274 | 126.6238 | 3.9882
[32 empty] | 73 | 145 | 429 | 73 | 429 |  | 73 | 490 | 0.0579 | 73 | 0.0579 | 429 | 73 | 429 |  | 73 | 490 | 0.0579 | 73 | 0.0579 | 429 | 73 | 429 |  | 73 | 490 | 0.0579 | 73 | 0.0579 |  | 73 | 490 | 490 | [30 empty] | 97 | 235.3051 | 1 | 260 | 0.065 | 97 | 235.3051 | 235.3051 | 0 | 0 | 21129.9505 | 129929.8719 | 15.731 | 16.22% | 90.5% | 0.063083 | 0.26809 | 27.4835 | 3.5294 | 27.4835 | 3.5294 | 126.3554 | 3.9887
[32 empty] | 74 | 140 | 428 | 74 | 428 |  | 74 | 480 | 0.0578 | 74 | 0.0578 | 428 | 74 | 428 |  | 74 | 480 | 0.0578 | 74 | 0.0578 | 428 | 74 | 428 |  | 74 | 480 | 0.0578 | 74 | 0.0578 |  | 74 | 480 | 480 | [30 empty] | 98 | 235.6691 | 1 | 260 | 0.065 | 98 | 235.6691 | 235.6691 | 0 | 0 | 21365.6196 | 129694.5667 | 15.8245 | 16.15% | 90.64% | 0.063112 | 0.2678 | 27.7513 | 3.5314 | 27.7513 | 3.5314 | 126.0873 | 3.9893
[32 empty] | 75 | 135 | 427 | 75 | 427 |  | 75 | 470 | 0.0577 | 75 | 0.0577 | 427 | 75 | 427 |  | 75 | 470 | 0.0577 | 75 | 0.0577 | 427 | 75 | 427 |  | 75 | 470 | 0.0577 | 75 | 0.0577 |  | 75 | 470 | 470 | [30 empty] | 99 | 236.0331 | 1 | 260 | 0.065 | 99 | 236.0331 | 236.0331 | 0 | 0 | 21601.6527 | 129458.8977 | 15.9167 | 16.08% | 90.78% | 0.063141 | 0.26751 | 28.0188 | 3.5333 | 28.0188 | 3.5333 | 125.8195 | 3.9898
[32 empty] | 76 | 130 | 426 | 76 | 426 |  | 76 | 460 | 0.0576 | 76 | 0.0576 | 426 | 76 | 426 |  | 76 | 460 | 0.0576 | 76 | 0.0576 | 426 | 76 | 426 |  | 76 | 460 | 0.0576 | 76 | 0.0576 |  | 76 | 460 | 460 | [30 empty] | 100 | 236.397 | 1 | 260 | 0.065 | 100 | 236.397 | 236.397 | 0 | 0 | 21838.0497 | 129222.8646 | 16.0075 | 16.01% | 90.92% | 0.06317 | 0.26722 | 28.286 | 3.5353 | 28.286 | 3.5353 | 125.552 | 3.9904
[32 empty] | 77 | 125 | 425 | 77 | 425 |  | 77 | 450 | 0.0575 | 77 | 0.0575 | 425 | 77 | 425 |  | 77 | 450 | 0.0575 | 77 | 0.0575 | 425 | 77 | 425 |  | 77 | 450 | 0.0575 | 77 | 0.0575 |  | 77 | 450 | 450 | [30 empty] | 101 | 236.761 | 1 | 260 | 0.065 | 101 | 236.761 | 236.761 | 0 | 0 | 22074.8107 | 128986.4676 | 16.0969 | 15.94% | 91.06% | 0.0632 | 0.26693 | 28.5529 | 3.5373 | 28.5529 | 3.5373 | 125.2848 | 3.9909
[32 empty] | 78 | 120 | 424 | 78 | 424 |  | 78 | 440 | 0.0574 | 78 | 0.0574 | 424 | 78 | 424 |  | 78 | 440 | 0.0574 | 78 | 0.0574 | 424 | 78 | 424 |  | 78 | 440 | 0.0574 | 78 | 0.0574 |  | 78 | 440 | 440 | [30 empty] | 102 | 237.125 | 1 | 260 | 0.065 | 102 | 237.125 | 237.125 | 0 | 0 | 22311.9356 | 128749.7066 | 16.1849 | 15.87% | 91.2% | 0.063229 | 0.26665 | 28.8196 | 3.5393 | 28.8196 | 3.5393 | 125.0178 | 3.9914
[32 empty] | 79 | 115 | 423 | 79 | 423 |  | 79 | 430 | 0.0573 | 79 | 0.0573 | 423 | 79 | 423 |  | 79 | 430 | 0.0573 | 79 | 0.0573 | 423 | 79 | 423 |  | 79 | 430 | 0.0573 | 79 | 0.0573 |  | 79 | 430 | 430 | [30 empty] | 103 | 237.4889 | 1 | 260 | 0.065 | 103 | 237.4889 | 237.4889 | 0 | 0 | 22549.4246 | 128512.5816 | 16.2714 | 15.8% | 91.34% | 0.063258 | 0.26636 | 29.0859 | 3.5412 | 29.0859 | 3.5412 | 124.7512 | 3.9919
[32 empty] | 80 | 110 | 422 | 80 | 422 |  | 80 | 420 | 0.0572 | 80 | 0.0572 | 422 | 80 | 422 |  | 80 | 420 | 0.0572 | 80 | 0.0572 | 422 | 80 | 422 |  | 80 | 420 | 0.0572 | 80 | 0.0572 |  | 80 | 420 | 420 | [30 empty] | 104 | 237.8529 | 1 | 260 | 0.065 | 104 | 237.8529 | 237.8529 | 0 | 0 | 22787.2775 | 128275.0927 | 16.3566 | 15.73% | 91.48% | 0.063287 | 0.26608 | 29.352 | 3.5432 | 29.352 | 3.5432 | 124.4848 | 3.9925
[32 empty] | 81 | 105 | 421 | 81 | 421 |  | 81 | 410 | 0.0571 | 81 | 0.0571 | 421 | 81 | 421 |  | 81 | 410 | 0.0571 | 81 | 0.0571 | 421 | 81 | 421 |  | 81 | 410 | 0.0571 | 81 | 0.0571 |  | 81 | 410 | 410 | [30 empty] | 105 | 238.2169 | 1 | 260 | 0.065 | 105 | 238.2169 | 238.2169 | 0 | 0 | 23025.4944 | 128037.2398 | 16.4404 | 15.66% | 91.62% | 0.063316 | 0.26579 | 29.6178 | 3.5452 | 29.6178 | 3.5452 | 124.2187 | 3.993
[32 empty] | 82 | 100 | 420 | 82 | 420 |  | 82 | 400 | 0.057 | 82 | 0.057 | 420 | 82 | 420 |  | 82 | 400 | 0.057 | 82 | 0.057 | 420 | 82 | 420 |  | 82 | 400 | 0.057 | 82 | 0.057 |  | 82 | 400 | 400 | [30 empty] | 106 | 238.5808 | 1 | 260 | 0.065 | 106 | 238.5808 | 238.5808 | 0 | 0 | 23264.0752 | 127799.0229 | 16.5228 | 15.59% | 91.76% | 0.063345 | 0.26551 | 29.8833 | 3.5471 | 29.8833 | 3.5471 | 123.953 | 3.9935
[32 empty] | 83 | 95 | 419 | 83 | 419 |  | 83 | 390 | 0.0569 | 83 | 0.0569 | 419 | 83 | 419 |  | 83 | 390 | 0.0569 | 83 | 0.0569 | 419 | 83 | 419 |  | 83 | 390 | 0.0569 | 83 | 0.0569 |  | 83 | 390 | 390 | [30 empty] | 107 | 238.9448 | 1 | 260 | 0.065 | 107 | 238.9448 | 238.9448 | 0 | 0 | 23503.02 | 127560.4421 | 16.6038 | 15.52% | 91.9% | 0.063374 | 0.26522 | 30.1485 | 3.5491 | 30.1485 | 3.5491 | 123.6874 | 3.9939
[32 empty] | 84 | 90 | 418 | 84 | 418 |  | 84 | 380 | 0.0568 | 84 | 0.0568 | 418 | 84 | 418 |  | 84 | 380 | 0.0568 | 84 | 0.0568 | 418 | 84 | 418 |  | 84 | 380 | 0.0568 | 84 | 0.0568 |  | 84 | 380 | 380 | [30 empty] | 108 | 239.3088 | 1 | 260 | 0.065 | 108 | 239.3088 | 239.3088 | 0 | 0 | 23742.3288 | 127321.4973 | 16.6834 | 15.45% | 92.04% | 0.063403 | 0.26494 | 30.4135 | 3.5511 | 30.4135 | 3.5511 | 123.4222 | 3.9944
[32 empty] | 85 | 85 | 417 | 85 | 417 |  | 85 | 370 | 0.0567 | 85 | 0.0567 | 417 | 85 | 417 |  | 85 | 370 | 0.0567 | 85 | 0.0567 | 417 | 85 | 417 |  | 85 | 370 | 0.0567 | 85 | 0.0567 |  | 85 | 370 | 370 | [30 empty] | 109 | 239.6728 | 1 | 260 | 0.065 | 109 | 239.6728 | 239.6728 | 0 | 0 | 23982.0016 | 127082.1885 | 16.7615 | 15.38% | 92.18% | 0.063432 | 0.26466 | 30.6781 | 3.553 | 30.6781 | 3.553 | 123.1573 | 3.9949
[32 empty] | 86 | 80 | 416 | 86 | 416 |  | 86 | 360 | 0.0566 | 86 | 0.0566 | 416 | 86 | 416 |  | 86 | 360 | 0.0566 | 86 | 0.0566 | 416 | 86 | 416 |  | 86 | 360 | 0.0566 | 86 | 0.0566 |  | 86 | 360 | 360 | [30 empty] | 110 | 240.0367 | 1 | 260 | 0.065 | 110 | 240.0367 | 240.0367 | 0 | 0 | 24222.0383 | 126842.5157 | 16.8383 | 15.31% | 92.32% | 0.063461 | 0.26438 | 30.9425 | 3.555 | 30.9425 | 3.555 | 122.8926 | 3.9954
[32 empty] | 87 | 75 | 415 | 87 | 415 |  | 87 | 350 | 0.0565 | 87 | 0.0565 | 415 | 87 | 415 |  | 87 | 350 | 0.0565 | 87 | 0.0565 | 415 | 87 | 415 |  | 87 | 350 | 0.0565 | 87 | 0.0565 |  | 87 | 350 | 350 | [30 empty] | 111 | 240.4007 | 1 | 260 | 0.065 | 111 | 240.4007 | 240.4007 | 0 | 0 | 24462.439 | 126602.479 | 16.9137 | 15.24% | 92.46% | 0.06349 | 0.2641 | 31.2066 | 3.5569 | 31.2066 | 3.5569 | 122.6282 | 3.9958
[32 empty] | 88 | 70 | 414 | 88 | 414 |  | 88 | 340 | 0.0564 | 88 | 0.0564 | 414 | 88 | 414 |  | 88 | 340 | 0.0564 | 88 | 0.0564 | 414 | 88 | 414 |  | 88 | 340 | 0.0564 | 88 | 0.0564 |  | 88 | 340 | 340 | [30 empty] | 112 | 240.7647 | 1 | 260 | 0.065 | 112 | 240.7647 | 240.7647 | 0 | 0 | 24703.2036 | 126362.0783 | 16.9877 | 15.17% | 92.6% | 0.063518 | 0.26382 | 31.4704 | 3.5589 | 31.4704 | 3.5589 | 122.3641 | 3.9963
[32 empty] | 89 | 65 | 413 | 89 | 413 |  | 89 | 330 | 0.0563 | 89 | 0.0563 | 413 | 89 | 413 |  | 89 | 330 | 0.0563 | 89 | 0.0563 | 413 | 89 | 413 |  | 89 | 330 | 0.0563 | 89 | 0.0563 |  | 89 | 330 | 330 | [30 empty] | 113 | 241.1286 | 1 | 260 | 0.065 | 113 | 241.1286 | 241.1286 | 0 | 0 | 24944.3323 | 126121.3136 | 17.0603 | 15.1% | 92.74% | 0.063547 | 0.26354 | 31.734 | 3.5609 | 31.734 | 3.5609 | 122.1003 | 3.9967
[32 empty] | 90 | 60 | 412 | 90 | 412 |  | 90 | 320 | 0.0562 | 90 | 0.0562 | 412 | 90 | 412 |  | 90 | 320 | 0.0562 | 90 | 0.0562 | 412 | 90 | 412 |  | 90 | 320 | 0.0562 | 90 | 0.0562 |  | 90 | 320 | 320 | [30 empty] | 114 | 241.4926 | 1 | 260 | 0.065 | 114 | 241.4926 | 241.4926 | 0 | 0 | 25185.8249 | 125880.185 | 17.1314 | 15.03% | 92.88% | 0.063576 | 0.26326 | 31.9972 | 3.5628 | 31.9972 | 3.5628 | 121.8368 | 3.9972
[32 empty] | 91 | 55 | 411 | 91 | 411 |  | 91 | 310 | 0.0561 | 91 | 0.0561 | 411 | 91 | 411 |  | 91 | 310 | 0.0561 | 91 | 0.0561 | 411 | 91 | 411 |  | 91 | 310 | 0.0561 | 91 | 0.0561 |  | 91 | 310 | 310 | [30 empty] | 115 | 241.8566 | 1 | 260 | 0.065 | 115 | 241.8566 | 241.8566 | 0 | 0 | 25427.6815 | 125638.6924 | 17.2012 | 14.96% | 93.02% | 0.063605 | 0.26298 | 32.2602 | 3.5648 | 32.2602 | 3.5648 | 121.5735 | 3.9976
[32 empty] | 92 | 50 | 410 | 92 | 410 |  | 92 | 300 | 0.056 | 92 | 0.056 | 410 | 92 | 410 |  | 92 | 300 | 0.056 | 92 | 0.056 | 410 | 92 | 410 |  | 92 | 300 | 0.056 | 92 | 0.056 |  | 92 | 300 | 300 | [30 empty] | 116 | 242.2205 | 1 | 260 | 0.065 | 116 | 242.2205 | 242.2205 | 0 | 0 | 25669.902 | 125396.8358 | 17.2696 | 14.89% | 93.16% | 0.063633 | 0.26271 | 32.5229 | 3.5667 | 32.5229 | 3.5667 | 121.3105 | 3.998
[32 empty] | 93 | 45 | 409 | 93 | 409 |  | 93 | 290 | 0.0559 | 93 | 0.0559 | 409 | 93 | 409 |  | 93 | 290 | 0.0559 | 93 | 0.0559 | 409 | 93 | 409 |  | 93 | 290 | 0.0559 | 93 | 0.0559 |  | 93 | 290 | 290 | [30 empty] | 117 | 242.5845 | 1 | 260 | 0.065 | 117 | 242.5845 | 242.5845 | 0 | 0 | 25912.4865 | 125154.6153 | 17.3366 | 14.82% | 93.3% | 0.063662 | 0.26243 | 32.7854 | 3.5687 | 32.7854 | 3.5687 | 121.0478 | 3.9984
[32 empty] | 94 | 40 | 408 | 94 | 408 |  | 94 | 280 | 0.0558 | 94 | 0.0558 | 408 | 94 | 408 |  | 94 | 280 | 0.0558 | 94 | 0.0558 | 408 | 94 | 408 |  | 94 | 280 | 0.0558 | 94 | 0.0558 |  | 94 | 280 | 280 | [30 empty] | 118 | 242.9485 | 1 | 260 | 0.065 | 118 | 242.9485 | 242.9485 | 0 | 0 | 26155.435 | 124912.0307 | 17.4022 | 14.75% | 93.44% | 0.063691 | 0.26216 | 33.0475 | 3.5706 | 33.0475 | 3.5706 | 120.7854 | 3.9988
[32 empty] | 95 | 35 | 407 | 95 | 407 |  | 95 | 270 | 0.0557 | 95 | 0.0557 | 407 | 95 | 407 |  | 95 | 270 | 0.0557 | 95 | 0.0557 | 407 | 95 | 407 |  | 95 | 270 | 0.0557 | 95 | 0.0557 |  | 95 | 270 | 270 | [30 empty] | 119 | 243.3125 | 1 | 260 | 0.065 | 119 | 243.3125 | 243.3125 | 0 | 0 | 26398.7475 | 124669.0823 | 17.4664 | 14.68% | 93.58% | 0.063719 | 0.26188 | 33.3094 | 3.5726 | 33.3094 | 3.5726 | 120.5232 | 3.9992
[32 empty] | 96 | 30 | 406 | 96 | 406 |  | 96 | 260 | 0.0556 | 96 | 0.0556 | 406 | 96 | 406 |  | 96 | 260 | 0.0556 | 96 | 0.0556 | 406 | 96 | 406 |  | 96 | 260 | 0.0556 | 96 | 0.0556 |  | 96 | 260 | 260 | [30 empty] | 120 | 243.6764 | 1 | 260 | 0.065 | 120 | 243.6764 | 243.6764 | 0 | 0 | 26642.4239 | 124425.7698 | 17.5291 | 14.61% | 93.72% | 0.063748 | 0.26161 | 33.571 | 3.5745 | 33.571 | 3.5745 | 120.2614 | 3.9996
[32 empty] | 97 | 25 | 405 | 97 | 405 |  | 97 | 250 | 0.0555 | 97 | 0.0555 | 405 | 97 | 405 |  | 97 | 250 | 0.0555 | 97 | 0.0555 | 405 | 97 | 405 |  | 97 | 250 | 0.0555 | 97 | 0.0555 |  | 97 | 250 | 250 | [30 empty] | 121 | 244.0404 | 1 | 260 | 0.065 | 121 | 244.0404 | 244.0404 | 0 | 0 | 26886.4643 | 124182.0934 | 17.5905 | 14.54% | 93.86% | 0.063776 | 0.26134 | 33.8323 | 3.5765 | 33.8323 | 3.5765 | 119.9997 | 4
[32 empty] | 98 | 20 | 404 | 98 | 404 |  | 98 | 240 | 0.0554 | 98 | 0.0554 | 404 | 98 | 404 |  | 98 | 240 | 0.0554 | 98 | 0.0554 | 404 | 98 | 404 |  | 98 | 240 | 0.0554 | 98 | 0.0554 |  | 98 | 240 | 240 | [30 empty] | 122 | 244.4044 | 1 | 260 | 0.065 | 122 | 244.4044 | 244.4044 | 0 | 0 | 27130.8687 | 123938.053 | 17.6505 | 14.47% | 94% | 0.063805 | 0.26106 | 34.0934 | 3.5784 | 34.0934 | 3.5784 | 119.7384 | 4.0004
[32 empty] | 99 | 15 | 403 | 99 | 403 |  | 99 | 230 | 0.0553 | 99 | 0.0553 | 403 | 99 | 403 |  | 99 | 230 | 0.0553 | 99 | 0.0553 | 403 | 99 | 403 |  | 99 | 230 | 0.0553 | 99 | 0.0553 |  | 99 | 230 | 230 | [30 empty] | 123 | 244.7683 | 1 | 260 | 0.065 | 123 | 244.7683 | 244.7683 | 0 | 0 | 27375.637 | 123693.6486 | 17.7091 | 14.4% | 94.14% | 0.063833 | 0.26079 | 34.3542 | 3.5803 | 34.3542 | 3.5803 | 119.4773 | 4.0008
[32 empty] | 100 | 10 | 402 | 100 | 402 |  | 100 | 220 | 0.0552 | 100 | 0.0552 | 402 | 100 | 402 |  | 100 | 220 | 0.0552 | 100 | 0.0552 | 402 | 100 | 402 |  | 100 | 220 | 0.0552 | 100 | 0.0552 |  | 100 | 220 | 220 | [30 empty] | 124 | 245.1323 | 1 | 260 | 0.065 | 124 | 245.1323 | 245.1323 | 0 | 0 | 27620.7693 | 123448.8803 | 17.7663 | 14.33% | 94.28% | 0.063862 | 0.26052 | 34.6147 | 3.5823 | 34.6147 | 3.5823 | 119.2166 | 4.0011
[34 empty] | 401 | 101 | 401 |  | 101 | 210 | 0.0551 | 101 | 0.0551 | 401 | 101 | 401 |  | 101 | 210 | 0.0551 | 101 | 0.0551 | 401 | 101 | 401 |  | 101 | 210 | 0.0551 | 101 | 0.0551 |  | 101 | 210 | 210 | [30 empty] | 125 | 245.4963 | 1 | 260 | 0.065 | 125 | 245.4963 | 245.4963 | 0 | 0 | 27866.2656 | 123203.748 | 17.8221 | 14.26% | 94.42% | 0.06389 | 0.26025 | 34.875 | 3.5842 | 34.875 | 3.5842 | 118.956 | 4.0015
[34 empty] | 400 | 102 | 400 |  | 102 | 200 | 0.055 | 102 | 0.055 | 400 | 102 | 400 |  | 102 | 200 | 0.055 | 102 | 0.055 | 400 | 102 | 400 |  | 102 | 200 | 0.055 | 102 | 0.055 |  | 102 | 200 | 200 | [30 empty] | 126 | 245.8602 | 1 | 260 | 0.065 | 126 | 245.8602 | 245.8602 | 0 | 0 | 28112.1258 | 122958.2517 | 17.8764 | 14.19% | 94.56% | 0.063919 | 0.25998 | 35.1349 | 3.5862 | 35.1349 | 3.5862 | 118.6958 | 4.0018
[34 empty] | 399 | 103 | 399 |  | 103 | 190 | 0.0549 | 103 | 0.0549 | 399 | 103 | 399 |  | 103 | 190 | 0.0549 | 103 | 0.0549 | 399 | 103 | 399 |  | 103 | 190 | 0.0549 | 103 | 0.0549 |  | 103 | 190 | 190 | [30 empty] | 127 | 246.2242 | 1 | 260 | 0.065 | 127 | 246.2242 | 246.2242 | 0 | 0 | 28358.3501 | 122712.3914 | 17.9294 | 14.12% | 94.7% | 0.063947 | 0.25971 | 35.3947 | 3.5881 | 35.3947 | 3.5881 | 118.4358 | 4.0022
[34 empty] | 398 | 104 | 398 |  | 104 | 180 | 0.0548 | 104 | 0.0548 | 398 | 104 | 398 |  | 104 | 180 | 0.0548 | 104 | 0.0548 | 398 | 104 | 398 |  | 104 | 180 | 0.0548 | 104 | 0.0548 |  | 104 | 180 | 180 | [30 empty] | 128 | 246.5882 | 1 | 260 | 0.065 | 128 | 246.5882 | 246.5882 | 0 | 0 | 28604.9383 | 122466.1672 | 17.981 | 14.05% | 94.84% | 0.063975 | 0.25944 | 35.6541 | 3.59 | 35.6541 | 3.59 | 118.1761 | 4.0025
[34 empty] | 397 | 105 | 397 |  | 105 | 170 | 0.0547 | 105 | 0.0547 | 397 | 105 | 397 |  | 105 | 170 | 0.0547 | 105 | 0.0547 | 397 | 105 | 397 |  | 105 | 170 | 0.0547 | 105 | 0.0547 |  | 105 | 170 | 170 | [30 empty] | 129 | 246.9522 | 1 | 260 | 0.065 | 129 | 246.9522 | 246.9522 | 0 | 0 | 28851.8904 | 122219.579 | 18.0312 | 13.98% | 94.98% | 0.064004 | 0.25917 | 35.9133 | 3.592 | 35.9133 | 3.592 | 117.9167 | 4.0028
[34 empty] | 396 | 106 | 396 |  | 106 | 160 | 0.0546 | 106 | 0.0546 | 396 | 106 | 396 |  | 106 | 160 | 0.0546 | 106 | 0.0546 | 396 | 106 | 396 |  | 106 | 160 | 0.0546 | 106 | 0.0546 |  | 106 | 160 | 160 | [30 empty] | 130 | 247.3161 | 1 | 260 | 0.065 | 130 | 247.3161 | 247.3161 | 0 | 0 | 29099.2065 | 121972.6269 | 18.08 | 13.91% | 95.12% | 0.064032 | 0.25891 | 36.1722 | 3.5939 | 36.1722 | 3.5939 | 117.6575 | 4.0031
[34 empty] | 395 | 107 | 395 |  | 107 | 150 | 0.0545 | 107 | 0.0545 | 395 | 107 | 395 |  | 107 | 150 | 0.0545 | 107 | 0.0545 | 395 | 107 | 395 |  | 107 | 150 | 0.0545 | 107 | 0.0545 |  | 107 | 150 | 150 | [30 empty] | 131 | 247.6801 | 1 | 260 | 0.065 | 131 | 247.6801 | 247.6801 | 0 | 0 | 29346.8866 | 121725.3107 | 18.1274 | 13.84% | 95.26% | 0.06406 | 0.25864 | 36.4308 | 3.5959 | 36.4308 | 3.5959 | 117.3986 | 4.0035
[34 empty] | 394 | 108 | 394 |  | 108 | 140 | 0.0544 | 108 | 0.0544 | 394 | 108 | 394 |  | 108 | 140 | 0.0544 | 108 | 0.0544 | 394 | 108 | 394 |  | 108 | 140 | 0.0544 | 108 | 0.0544 |  | 108 | 140 | 140 | [30 empty] | 132 | 248.0441 | 1 | 260 | 0.065 | 132 | 248.0441 | 248.0441 | 0 | 0 | 29594.9307 | 121477.6306 | 18.1733 | 13.77% | 95.4% | 0.064088 | 0.25838 | 36.6892 | 3.5978 | 36.6892 | 3.5978 | 117.1399 | 4.0038
[34 empty] | 393 | 109 | 393 |  | 109 | 130 | 0.0543 | 109 | 0.0543 | 393 | 109 | 393 |  | 109 | 130 | 0.0543 | 109 | 0.0543 | 393 | 109 | 393 |  | 109 | 130 | 0.0543 | 109 | 0.0543 |  | 109 | 130 | 130 | [30 empty] | 133 | 248.408 | 1 | 260 | 0.065 | 133 | 248.408 | 248.408 | 0 | 0 | 29843.3388 | 121229.5866 | 18.2179 | 13.7% | 95.54% | 0.064117 | 0.25811 | 36.9473 | 3.5997 | 36.9473 | 3.5997 | 116.8816 | 4.0041
[34 empty] | 392 | 110 | 392 |  | 110 | 120 | 0.0542 | 110 | 0.0542 | 392 | 110 | 392 |  | 110 | 120 | 0.0542 | 110 | 0.0542 | 392 | 110 | 392 |  | 110 | 120 | 0.0542 | 110 | 0.0542 |  | 110 | 120 | 120 | [30 empty] | 134 | 248.772 | 1 | 260 | 0.065 | 134 | 248.772 | 248.772 | 0 | 0 | 30092.1108 | 120981.1785 | 18.2611 | 13.63% | 95.68% | 0.064145 | 0.25785 | 37.2052 | 3.6017 | 37.2052 | 3.6017 | 116.6234 | 4.0043
[34 empty] | 391 | 111 | 391 |  | 111 | 110 | 0.0541 | 111 | 0.0541 | 391 | 111 | 391 |  | 111 | 110 | 0.0541 | 111 | 0.0541 | 391 | 111 | 391 |  | 111 | 110 | 0.0541 | 111 | 0.0541 |  | 111 | 110 | 110 | [30 empty] | 135 | 249.136 | 1 | 260 | 0.065 | 135 | 249.136 | 249.136 | 0 | 0 | 30341.2468 | 120732.4065 | 18.3029 | 13.56% | 95.82% | 0.064173 | 0.25758 | 37.4627 | 3.6036 | 37.4627 | 3.6036 | 116.3656 | 4.0046
[34 empty] | 390 | 112 | 390 |  | 112 | 100 | 0.054 | 112 | 0.054 | 390 | 112 | 390 |  | 112 | 100 | 0.054 | 112 | 0.054 | 390 | 112 | 390 |  | 112 | 100 | 0.054 | 112 | 0.054 |  | 112 | 100 | 100 | [30 empty] | 136 | 249.5 | 1 | 260 | 0.065 | 136 | 249.5 | 249.5 | 0 | 0 | 30590.7467 | 120483.2705 | 18.3433 | 13.49% | 95.96% | 0.064201 | 0.25732 | 37.7201 | 3.6055 | 37.7201 | 3.6055 | 116.108 | 4.0049
[34 empty] | 389 | 113 | 389 |  | 113 | 90 | 0.0539 | 113 | 0.0539 | 389 | 113 | 389 |  | 113 | 90 | 0.0539 | 113 | 0.0539 | 389 | 113 | 389 |  | 113 | 90 | 0.0539 | 113 | 0.0539 |  | 113 | 90 | 90 | [30 empty] | 137 | 249.8639 | 1 | 260 | 0.065 | 137 | 249.8639 | 249.8639 | 0 | 0 | 30840.6106 | 120233.7706 | 18.3823 | 13.42% | 96.1% | 0.064229 | 0.25706 | 37.9771 | 3.6074 | 37.9771 | 3.6074 | 115.8507 | 4.0052
[34 empty] | 388 | 114 | 388 |  | 114 | 80 | 0.0538 | 114 | 0.0538 | 388 | 114 | 388 |  | 114 | 80 | 0.0538 | 114 | 0.0538 | 388 | 114 | 388 |  | 114 | 80 | 0.0538 | 114 | 0.0538 |  | 114 | 80 | 80 | [30 empty] | 138 | 250.2279 | 1 | 260 | 0.065 | 138 | 250.2279 | 250.2279 | 0 | 0 | 31090.8385 | 119983.9066 | 18.4199 | 13.35% | 96.24% | 0.064257 | 0.25679 | 38.2339 | 3.6094 | 38.2339 | 3.6094 | 115.5936 | 4.0054
[34 empty] | 387 | 115 | 387 |  | 115 | 70 | 0.0537 | 115 | 0.0537 | 387 | 115 | 387 |  | 115 | 70 | 0.0537 | 115 | 0.0537 | 387 | 115 | 387 |  | 115 | 70 | 0.0537 | 115 | 0.0537 |  | 115 | 70 | 70 | [30 empty] | 139 | 250.5919 | 1 | 260 | 0.065 | 139 | 250.5919 | 250.5919 | 0 | 0 | 31341.4304 | 119733.6788 | 18.456 | 13.28% | 96.38% | 0.064285 | 0.25653 | 38.4904 | 3.6113 | 38.4904 | 3.6113 | 115.3368 | 4.0057
[34 empty] | 386 | 116 | 386 |  | 116 | 60 | 0.0536 | 116 | 0.0536 | 386 | 116 | 386 |  | 116 | 60 | 0.0536 | 116 | 0.0536 | 386 | 116 | 386 |  | 116 | 60 | 0.0536 | 116 | 0.0536 |  | 116 | 60 | 60 | [30 empty] | 140 | 250.9558 | 1 | 260 | 0.065 | 140 | 250.9558 | 250.9558 | 0 | 0 | 31592.3862 | 119483.0869 | 18.4908 | 13.21% | 96.52% | 0.064313 | 0.25627 | 38.7467 | 3.6132 | 38.7467 | 3.6132 | 115.0803 | 4.0059
[34 empty] | 385 | 117 | 385 |  | 117 | 50 | 0.0535 | 117 | 0.0535 | 385 | 117 | 385 |  | 117 | 50 | 0.0535 | 117 | 0.0535 | 385 | 117 | 385 |  | 117 | 50 | 0.0535 | 117 | 0.0535 |  | 117 | 50 | 50 | [30 empty] | 141 | 251.3198 | 1 | 260 | 0.065 | 141 | 251.3198 | 251.3198 | 0 | 0 | 31843.706 | 119232.1311 | 18.5242 | 13.14% | 96.66% | 0.064341 | 0.25601 | 39.0027 | 3.6151 | 39.0027 | 3.6151 | 114.824 | 4.0061
[34 empty] | 384 | 118 | 384 |  | 118 | 40 | 0.0534 | 118 | 0.0534 | 384 | 118 | 384 |  | 118 | 40 | 0.0534 | 118 | 0.0534 | 384 | 118 | 384 |  | 118 | 40 | 0.0534 | 118 | 0.0534 |  | 118 | 40 | 40 | [30 empty] | 142 | 251.6838 | 1 | 260 | 0.065 | 142 | 251.6838 | 251.6838 | 0 | 0 | 32095.3898 | 118980.8113 | 18.5562 | 13.07% | 96.8% | 0.064369 | 0.25575 | 39.2585 | 3.6171 | 39.2585 | 3.6171 | 114.568 | 4.0064
[34 empty] | 383 | 119 | 383 |  | 119 | 30 | 0.0533 | 119 | 0.0533 | 383 | 119 | 383 |  | 119 | 30 | 0.0533 | 119 | 0.0533 | 383 | 119 | 383 |  | 119 | 30 | 0.0533 | 119 | 0.0533 |  | 119 | 30 | 30 | [30 empty] | 143 | 252.0477 | 1 | 260 | 0.065 | 143 | 252.0477 | 252.0477 | 0 | 0 | 32347.4375 | 118729.1275 | 18.5868 | 13% | 96.94% | 0.064397 | 0.2555 | 39.514 | 3.619 | 39.514 | 3.619 | 114.3123 | 4.0066
[34 empty] | 382 | 120 | 382 |  | 120 | 20 | 0.0532 | 120 | 0.0532 | 382 | 120 | 382 |  | 120 | 20 | 0.0532 | 120 | 0.0532 | 382 | 120 | 382 |  | 120 | 20 | 0.0532 | 120 | 0.0532 |  | 120 | 20 | 20 | [30 empty] | 144 | 252.4117 | 1 | 260 | 0.065 | 144 | 252.4117 | 252.4117 | 0 | 0 | 32599.8492 | 118477.0797 | 18.616 | 12.93% | 97.08% | 0.064425 | 0.25524 | 39.7692 | 3.6209 | 39.7692 | 3.6209 | 114.0568 | 4.0068
[34 empty] | 381 | 121 | 381 |  | 121 | 10 | 0.0531 | 121 | 0.0531 | 381 | 121 | 381 |  | 121 | 10 | 0.0531 | 121 | 0.0531 | 381 | 121 | 381 |  | 121 | 10 | 0.0531 | 121 | 0.0531 |  | 121 | 10 | 10 | [30 empty] | 145 | 252.7757 | 1 | 260 | 0.065 | 145 | 252.7757 | 252.7757 | 0 | 0 | 32852.6249 | 118224.668 | 18.6438 | 12.86% | 97.22% | 0.064453 | 0.25498 | 40.0242 | 3.6228 | 40.0242 | 3.6228 | 113.8015 | 4.007
[34 empty] | 380 | 122 | 380 |  |  |  | 0.053 | 122 | 0.053 | 380 | 122 | 380 |  |  |  | 0.053 | 122 | 0.053 | 380 | 122 | 380 |  |  |  | 0.053 | 122 | 0.053 | [34 empty] | 146 | 253.1397 | 1 | 260 | 0.065 | 146 | 253.1397 | 253.1397 | 0 | 0 | 33105.7646 | 117971.8923 | 18.6701 | 12.79% | 97.36% | 0.064481 | 0.25472 | 40.2789 | 3.6247 | 40.2789 | 3.6247 | 113.5466 | 4.0072
[34 empty] | 379 | 123 | 379 |  |  |  | 0.0529 | 123 | 0.0529 | 379 | 123 | 379 |  |  |  | 0.0529 | 123 | 0.0529 | 379 | 123 | 379 |  |  |  | 0.0529 | 123 | 0.0529 | [34 empty] | 147 | 253.5036 | 1 | 260 | 0.065 | 147 | 253.5036 | 253.5036 | 0 | 0 | 33359.2682 | 117718.7527 | 18.6951 | 12.72% | 97.5% | 0.064508 | 0.25447 | 40.5334 | 3.6266 | 40.5334 | 3.6266 | 113.2918 | 4.0073
[34 empty] | 378 | 124 | 378 |  |  |  | 0.0528 | 124 | 0.0528 | 378 | 124 | 378 |  |  |  | 0.0528 | 124 | 0.0528 | 378 | 124 | 378 |  |  |  | 0.0528 | 124 | 0.0528 | [34 empty] | 148 | 253.8676 | 1 | 260 | 0.065 | 148 | 253.8676 | 253.8676 | 0 | 0 | 33613.1358 | 117465.2491 | 18.7187 | 12.65% | 97.64% | 0.064536 | 0.25421 | 40.7876 | 3.6286 | 40.7876 | 3.6286 | 113.0374 | 4.0075
[34 empty] | 377 | 125 | 377 |  |  |  | 0.0527 | 125 | 0.0527 | 377 | 125 | 377 |  |  |  | 0.0527 | 125 | 0.0527 | 377 | 125 | 377 |  |  |  | 0.0527 | 125 | 0.0527 | [34 empty] | 149 | 254.2316 | 1 | 260 | 0.065 | 149 | 254.2316 | 254.2316 | 0 | 0 | 33867.3674 | 117211.3815 | 18.7409 | 12.58% | 97.78% | 0.064564 | 0.25396 | 41.0416 | 3.6305 | 41.0416 | 3.6305 | 112.7832 | 4.0077
[34 empty] | 376 | 126 | 376 |  |  |  | 0.0526 | 126 | 0.0526 | 376 | 126 | 376 |  |  |  | 0.0526 | 126 | 0.0526 | 376 | 126 | 376 |  |  |  | 0.0526 | 126 | 0.0526 | [34 empty] | 150 | 254.5955 | 1 | 260 | 0.065 | 150 | 254.5955 | 254.5955 | 0 | 0 | 34121.9629 | 116957.1499 | 18.7617 | 12.51% | 97.92% | 0.064592 | 0.2537 | 41.2953 | 3.6324 | 41.2953 | 3.6324 | 112.5292 | 4.0078
[34 empty] | 375 | 127 | 375 |  |  |  | 0.0525 | 127 | 0.0525 | 375 | 127 | 375 |  |  |  | 0.0525 | 127 | 0.0525 | 375 | 127 | 375 |  |  |  | 0.0525 | 127 | 0.0525 | [34 empty] | 151 | 254.9595 | 1 | 260 | 0.065 | 151 | 254.9595 | 254.9595 | 0 | 0 | 34376.9224 | 116702.5544 | 18.7811 | 12.44% | 98.06% | 0.064619 | 0.25345 | 41.5487 | 3.6343 | 41.5487 | 3.6343 | 112.2755 | 4.008
[34 empty] | 374 | 128 | 374 |  |  |  | 0.0524 | 128 | 0.0524 | 374 | 128 | 374 |  |  |  | 0.0524 | 128 | 0.0524 | 374 | 128 | 374 |  |  |  | 0.0524 | 128 | 0.0524 | [34 empty] | 152 | 255.3235 | 1 | 260 | 0.065 | 152 | 255.3235 | 255.3235 | 0 | 0 | 34632.2459 | 116447.5949 | 18.7991 | 12.37% | 98.2% | 0.064647 | 0.2532 | 41.8019 | 3.6362 | 41.8019 | 3.6362 | 112.022 | 4.0081
[34 empty] | 373 | 129 | 373 |  |  |  | 0.0523 | 129 | 0.0523 | 373 | 129 | 373 |  |  |  | 0.0523 | 129 | 0.0523 | 373 | 129 | 373 |  |  |  | 0.0523 | 129 | 0.0523 | [34 empty] | 153 | 255.6874 | 1 | 260 | 0.065 | 153 | 255.6874 | 255.6874 | 0 | 0 | 34887.9333 | 116192.2714 | 18.8156 | 12.3% | 98.34% | 0.064675 | 0.25294 | 42.0549 | 3.6381 | 42.0549 | 3.6381 | 111.7688 | 4.0083
[34 empty] | 372 | 130 | 372 |  |  |  | 0.0522 | 130 | 0.0522 | 372 | 130 | 372 |  |  |  | 0.0522 | 130 | 0.0522 | 372 | 130 | 372 |  |  |  | 0.0522 | 130 | 0.0522 | [34 empty] | 154 | 256.0514 | 1 | 260 | 0.065 | 154 | 256.0514 | 256.0514 | 0 | 0 | 35143.9847 | 115936.5839 | 18.8308 | 12.23% | 98.48% | 0.064702 | 0.25269 | 42.3075 | 3.64 | 42.3075 | 3.64 | 111.5159 | 4.0084
[34 empty] | 371 | 131 | 371 |  |  |  | 0.0521 | 131 | 0.0521 | 371 | 131 | 371 |  |  |  | 0.0521 | 131 | 0.0521 | 371 | 131 | 371 |  |  |  | 0.0521 | 131 | 0.0521 | [34 empty] | 155 | 256.4154 | 1 | 260 | 0.065 | 155 | 256.4154 | 256.4154 | 0 | 0 | 35400.4001 | 115680.5325 | 18.8446 | 12.16% | 98.62% | 0.06473 | 0.25244 | 42.56 | 3.6419 | 42.56 | 3.6419 | 111.2632 | 4.0085
[34 empty] | 370 | 132 | 370 |  |  |  | 0.052 | 132 | 0.052 | 370 | 132 | 370 |  |  |  | 0.052 | 132 | 0.052 | 370 | 132 | 370 |  |  |  | 0.052 | 132 | 0.052 | [34 empty] | 156 | 256.7794 | 1 | 260 | 0.065 | 156 | 256.7794 | 256.7794 | 0 | 0 | 35657.1795 | 115424.1171 | 18.857 | 12.09% | 98.76% | 0.064757 | 0.25219 | 42.8122 | 3.6438 | 42.8122 | 3.6438 | 111.0108 | 4.0086
[34 empty] | 369 | 133 | 369 |  |  |  | 0.0519 | 133 | 0.0519 | 369 | 133 | 369 |  |  |  | 0.0519 | 133 | 0.0519 | 369 | 133 | 369 |  |  |  | 0.0519 | 133 | 0.0519 | [34 empty] | 157 | 257.1433 | 1 | 260 | 0.065 | 157 | 257.1433 | 257.1433 | 0 | 0 | 35914.3228 | 115167.3378 | 18.868 | 12.02% | 98.9% | 0.064785 | 0.25194 | 43.0641 | 3.6457 | 43.0641 | 3.6457 | 110.7586 | 4.0087
[34 empty] | 368 | 134 | 368 |  |  |  | 0.0518 | 134 | 0.0518 | 368 | 134 | 368 |  |  |  | 0.0518 | 134 | 0.0518 | 368 | 134 | 368 |  |  |  | 0.0518 | 134 | 0.0518 | [34 empty] | 158 | 257.5073 | 1 | 260 | 0.065 | 158 | 257.5073 | 257.5073 | 0 | 0 | 36171.8301 | 114910.1945 | 18.8776 | 11.95% | 99.04% | 0.064812 | 0.25169 | 43.3158 | 3.6476 | 43.3158 | 3.6476 | 110.5066 | 4.0088
[34 empty] | 367 | 135 | 367 |  |  |  | 0.0517 | 135 | 0.0517 | 367 | 135 | 367 |  |  |  | 0.0517 | 135 | 0.0517 | 367 | 135 | 367 |  |  |  | 0.0517 | 135 | 0.0517 | [34 empty] | 159 | 257.8713 | 1 | 260 | 0.065 | 159 | 257.8713 | 257.8713 | 0 | 0 | 36429.7014 | 114652.6872 | 18.8858 | 11.88% | 99.18% | 0.06484 | 0.25144 | 43.5673 | 3.6495 | 43.5673 | 3.6495 | 110.2549 | 4.0089
[34 empty] | 366 | 136 | 366 |  |  |  | 0.0516 | 136 | 0.0516 | 366 | 136 | 366 |  |  |  | 0.0516 | 136 | 0.0516 | 366 | 136 | 366 |  |  |  | 0.0516 | 136 | 0.0516 | [34 empty] | 160 | 258.2352 | 1 | 260 | 0.065 | 160 | 258.2352 | 258.2352 | 0 | 0 | 36687.9366 | 114394.8159 | 18.8926 | 11.81% | 99.32% | 0.064867 | 0.25119 | 43.8184 | 3.6514 | 43.8184 | 3.6514 | 110.0035 | 4.009
[34 empty] | 365 | 137 | 365 |  |  |  | 0.0515 | 137 | 0.0515 | 365 | 137 | 365 |  |  |  | 0.0515 | 137 | 0.0515 | 365 | 137 | 365 |  |  |  | 0.0515 | 137 | 0.0515 | [34 empty] | 161 | 258.5992 | 1 | 260 | 0.065 | 161 | 258.5992 | 258.5992 | 0 | 0 | 36946.5358 | 114136.5807 | 18.8979 | 11.74% | 99.46% | 0.064895 | 0.25095 | 44.0694 | 3.6533 | 44.0694 | 3.6533 | 109.7523 | 4.009
[34 empty] | 364 | 138 | 364 |  |  |  | 0.0514 | 138 | 0.0514 | 364 | 138 | 364 |  |  |  | 0.0514 | 138 | 0.0514 | 364 | 138 | 364 |  |  |  | 0.0514 | 138 | 0.0514 | [34 empty] | 162 | 258.9632 | 1 | 260 | 0.065 | 162 | 258.9632 | 258.9632 | 0 | 0 | 37205.499 | 113877.9814 | 18.9019 | 11.67% | 99.6% | 0.064922 | 0.2507 | 44.3201 | 3.6552 | 44.3201 | 3.6552 | 109.5014 | 4.0091
[34 empty] | 363 | 139 | 363 |  |  |  | 0.0513 | 139 | 0.0513 | 363 | 139 | 363 |  |  |  | 0.0513 | 139 | 0.0513 | 363 | 139 | 363 |  |  |  | 0.0513 | 139 | 0.0513 | [34 empty] | 163 | 259.3271 | 1 | 260 | 0.065 | 163 | 259.3271 | 259.3271 | 0 | 0 | 37464.8262 | 113619.0183 | 18.9045 | 11.6% | 99.74% | 0.064949 | 0.25045 | 44.5705 | 3.6571 | 44.5705 | 3.6571 | 109.2507 | 4.0091
[34 empty] | 362 | 140 | 362 |  |  |  | 0.0512 | 140 | 0.0512 | 362 | 140 | 362 |  |  |  | 0.0512 | 140 | 0.0512 | 362 | 140 | 362 |  |  |  | 0.0512 | 140 | 0.0512 | [34 empty] | 164 | 259.6911 | 1 | 260 | 0.065 | 164 | 259.6911 | 259.6911 | 0 | 0 | 37724.5173 | 113359.6911 | 18.9057 | 11.53% | 99.88% | 0.064977 | 0.25021 | 44.8208 | 3.659 | 44.8208 | 3.659 | 109.0002 | 4.0092
[34 empty] | 361 | 141 | 361 |  |  |  | 0.0511 | 141 | 0.0511 | 361 | 141 | 361 |  |  |  | 0.0511 | 141 | 0.0511 | 361 | 141 | 361 |  |  |  | 0.0511 | 141 | 0.0511 | [34 empty] | 165 | 260.0551 | 1 | 260 | 0.065 | 165 | 260 | 260 | 0 | 0 | 37984.5173 | 113100 | 18.9057 | 11.46% | 100% | 0.065 | 0.25 | 45.0708 | 3.6609 | 45.0708 | 3.6609 | 108.75 | 4.0092
[34 empty] | 360 | 142 | 360 |  |  |  | 0.051 | 142 | 0.051 | 360 | 142 | 360 |  |  |  | 0.051 | 142 | 0.051 | 360 | 142 | 360 |  |  |  | 0.051 | 142 | 0.051 | [34 empty] | 166 | 260.4191 | 1 | 260 | 0.065 | 166 | 260 | 260 | 0 | 0 | 38244.5173 | 112840 | 18.9057 | 11.39% | 100% | 0.065 | 0.25 | 45.3208 | 3.6628 | 45.3208 | 3.6628 | 108.5 | 4.0092
[34 empty] | 359 | 143 | 359 |  |  |  | 0.0509 | 143 | 0.0509 | 359 | 143 | 359 |  |  |  | 0.0509 | 143 | 0.0509 | 359 | 143 | 359 |  |  |  | 0.0509 | 143 | 0.0509 | [34 empty] | 167 | 260.783 | 1 | 260 | 0.065 | 167 | 260 | 260 | 0 | 0 | 38504.5173 | 112580 | 18.9057 | 11.32% | 100% | 0.065 | 0.25 | 45.5708 | 3.6646 | 45.5708 | 3.6646 | 108.25 | 4.0092
[34 empty] | 358 | 144 | 358 |  |  |  | 0.0508 | 144 | 0.0508 | 358 | 144 | 358 |  |  |  | 0.0508 | 144 | 0.0508 | 358 | 144 | 358 |  |  |  | 0.0508 | 144 | 0.0508 | [34 empty] | 168 | 261.147 | 1 | 260 | 0.065 | 168 | 260 | 260 | 0 | 0 | 38764.5173 | 112320 | 18.9057 | 11.25% | 100% | 0.065 | 0.25 | 45.8208 | 3.6665 | 45.8208 | 3.6665 | 108 | 4.0093
[34 empty] | 357 | 145 | 357 |  |  |  | 0.0507 | 145 | 0.0507 | 357 | 145 | 357 |  |  |  | 0.0507 | 145 | 0.0507 | 357 | 145 | 357 |  |  |  | 0.0507 | 145 | 0.0507 | [34 empty] | 169 | 261.511 | 1 | 260 | 0.065 | 169 | 260 | 260 | 0 | 0 | 39024.5173 | 112060 | 18.9057 | 11.19% | 100% | 0.065 | 0.25 | 46.0708 | 3.6683 | 46.0708 | 3.6683 | 107.75 | 4.0093
[34 empty] | 356 | 146 | 356 |  |  |  | 0.0506 | 146 | 0.0506 | 356 | 146 | 356 |  |  |  | 0.0506 | 146 | 0.0506 | 356 | 146 | 356 |  |  |  | 0.0506 | 146 | 0.0506 | [34 empty] | 170 | 261.8749 | 1 | 260 | 0.065 | 170 | 260 | 260 | 0 | 0 | 39284.5173 | 111800 | 18.9057 | 11.12% | 100% | 0.065 | 0.25 | 46.3208 | 3.6701 | 46.3208 | 3.6701 | 107.5 | 4.0093
[34 empty] | 355 | 147 | 355 |  |  |  | 0.0505 | 147 | 0.0505 | 355 | 147 | 355 |  |  |  | 0.0505 | 147 | 0.0505 | 355 | 147 | 355 |  |  |  | 0.0505 | 147 | 0.0505 | [34 empty] | 171 | 262.2389 | 1 | 260 | 0.065 | 171 | 260 | 260 | 0 | 0 | 39544.5173 | 111540 | 18.9057 | 11.06% | 100% | 0.065 | 0.25 | 46.5708 | 3.6718 | 46.5708 | 3.6718 | 107.25 | 4.0093
[34 empty] | 354 | 148 | 354 |  |  |  | 0.0504 | 148 | 0.0504 | 354 | 148 | 354 |  |  |  | 0.0504 | 148 | 0.0504 | 354 | 148 | 354 |  |  |  | 0.0504 | 148 | 0.0504 | [34 empty] | 172 | 262.6029 | 1 | 260 | 0.065 | 172 | 260 | 260 | 0 | 0 | 39804.5173 | 111280 | 18.9057 | 10.99% | 100% | 0.065 | 0.25 | 46.8208 | 3.6736 | 46.8208 | 3.6736 | 107 | 4.0093
[34 empty] | 353 | 149 | 353 |  |  |  | 0.0503 | 149 | 0.0503 | 353 | 149 | 353 |  |  |  | 0.0503 | 149 | 0.0503 | 353 | 149 | 353 |  |  |  | 0.0503 | 149 | 0.0503 | [34 empty] | 173 | 262.9669 | 1 | 260 | 0.065 | 173 | 260 | 260 | 0 | 0 | 40064.5173 | 111020 | 18.9057 | 10.93% | 100% | 0.065 | 0.25 | 47.0708 | 3.6753 | 47.0708 | 3.6753 | 106.75 | 4.0094
[34 empty] | 352 | 150 | 352 |  |  |  | 0.0502 | 150 | 0.0502 | 352 | 150 | 352 |  |  |  | 0.0502 | 150 | 0.0502 | 352 | 150 | 352 |  |  |  | 0.0502 | 150 | 0.0502 | [34 empty] | 174 | 263.3308 | 1 | 260 | 0.065 | 174 | 260 | 260 | 0 | 0 | 40324.5173 | 110760 | 18.9057 | 10.87% | 100% | 0.065 | 0.25 | 47.3208 | 3.677 | 47.3208 | 3.677 | 106.5 | 4.0094
[34 empty] | 351 | 151 | 351 |  |  |  | 0.0501 | 151 | 0.0501 | 351 | 151 | 351 |  |  |  | 0.0501 | 151 | 0.0501 | 351 | 151 | 351 |  |  |  | 0.0501 | 151 | 0.0501 | [34 empty] | 175 | 263.6948 | 1 | 260 | 0.065 | 175 | 260 | 260 | 0 | 0 | 40584.5173 | 110500 | 18.9057 | 10.8% | 100% | 0.065 | 0.25 | 47.5708 | 3.6787 | 47.5708 | 3.6787 | 106.25 | 4.0094
[34 empty] | 350 | 152 | 350 |  |  |  | 0.05 | 152 | 0.05 | 350 | 152 | 350 |  |  |  | 0.05 | 152 | 0.05 | 350 | 152 | 350 |  |  |  | 0.05 | 152 | 0.05 | [34 empty] | 176 | 264.0588 | 1 | 260 | 0.065 | 176 | 260 | 260 | 0 | 0 | 40844.5173 | 110240 | 18.9057 | 10.74% | 100% | 0.065 | 0.25 | 47.8208 | 3.6804 | 47.8208 | 3.6804 | 106 | 4.0094
[34 empty] | 349 | 153 | 349 |  |  |  | 0.0499 | 153 | 0.0499 | 349 | 153 | 349 |  |  |  | 0.0499 | 153 | 0.0499 | 349 | 153 | 349 |  |  |  | 0.0499 | 153 | 0.0499 | [34 empty] | 177 | 264.4227 | 1 | 260 | 0.065 | 177 | 260 | 260 | 0 | 0 | 41104.5173 | 109980 | 18.9057 | 10.68% | 100% | 0.065 | 0.25 | 48.0708 | 3.6821 | 48.0708 | 3.6821 | 105.75 | 4.0095
[34 empty] | 348 | 154 | 348 |  |  |  | 0.0498 | 154 | 0.0498 | 348 | 154 | 348 |  |  |  | 0.0498 | 154 | 0.0498 | 348 | 154 | 348 |  |  |  | 0.0498 | 154 | 0.0498 | [34 empty] | 178 | 264.7867 | 1 | 260 | 0.065 | 178 | 260 | 260 | 0 | 0 | 41364.5173 | 109720 | 18.9057 | 10.62% | 100% | 0.065 | 0.25 | 48.3208 | 3.6837 | 48.3208 | 3.6837 | 105.5 | 4.0095
[34 empty] | 347 | 155 | 347 |  |  |  | 0.0497 | 155 | 0.0497 | 347 | 155 | 347 |  |  |  | 0.0497 | 155 | 0.0497 | 347 | 155 | 347 |  |  |  | 0.0497 | 155 | 0.0497 | [34 empty] | 179 | 265.1507 | 1 | 260 | 0.065 | 179 | 260 | 260 | 0 | 0 | 41624.5173 | 109460 | 18.9057 | 10.56% | 100% | 0.065 | 0.25 | 48.5708 | 3.6853 | 48.5708 | 3.6853 | 105.25 | 4.0095
[34 empty] | 346 | 156 | 346 |  |  |  | 0.0496 | 156 | 0.0496 | 346 | 156 | 346 |  |  |  | 0.0496 | 156 | 0.0496 | 346 | 156 | 346 |  |  |  | 0.0496 | 156 | 0.0496 | [34 empty] | 180 | 265.5146 | 1 | 260 | 0.065 | 180 | 260 | 260 | 0 | 0 | 41884.5173 | 109200 | 18.9057 | 10.5% | 100% | 0.065 | 0.25 | 48.8208 | 3.687 | 48.8208 | 3.687 | 105 | 4.0095
[34 empty] | 345 | 157 | 345 |  |  |  | 0.0495 | 157 | 0.0495 | 345 | 157 | 345 |  |  |  | 0.0495 | 157 | 0.0495 | 345 | 157 | 345 |  |  |  | 0.0495 | 157 | 0.0495 | [34 empty] | 181 | 265.8786 | 1 | 260 | 0.065 | 181 | 260 | 260 | 0 | 0 | 42144.5173 | 108940 | 18.9057 | 10.45% | 100% | 0.065 | 0.25 | 49.0708 | 3.6886 | 49.0708 | 3.6886 | 104.75 | 4.0095
[34 empty] | 344 | 158 | 344 |  |  |  | 0.0494 | 158 | 0.0494 | 344 | 158 | 344 |  |  |  | 0.0494 | 158 | 0.0494 | 344 | 158 | 344 |  |  |  | 0.0494 | 158 | 0.0494 | [34 empty] | 182 | 266.2426 | 1 | 260 | 0.065 | 182 | 260 | 260 | 0 | 0 | 42404.5173 | 108680 | 18.9057 | 10.39% | 100% | 0.065 | 0.25 | 49.3208 | 3.6901 | 49.3208 | 3.6901 | 104.5 | 4.0096
[34 empty] | 343 | 159 | 343 |  |  |  | 0.0493 | 159 | 0.0493 | 343 | 159 | 343 |  |  |  | 0.0493 | 159 | 0.0493 | 343 | 159 | 343 |  |  |  | 0.0493 | 159 | 0.0493 | [34 empty] | 183 | 266.6066 | 1 | 260 | 0.065 | 183 | 260 | 260 | 0 | 0 | 42664.5173 | 108420 | 18.9057 | 10.33% | 100% | 0.065 | 0.25 | 49.5708 | 3.6917 | 49.5708 | 3.6917 | 104.25 | 4.0096
[34 empty] | 342 | 160 | 342 |  |  |  | 0.0492 | 160 | 0.0492 | 342 | 160 | 342 |  |  |  | 0.0492 | 160 | 0.0492 | 342 | 160 | 342 |  |  |  | 0.0492 | 160 | 0.0492 | [34 empty] | 184 | 266.9705 | 1 | 260 | 0.065 | 184 | 260 | 260 | 0 | 0 | 42924.5173 | 108160 | 18.9057 | 10.27% | 100% | 0.065 | 0.25 | 49.8208 | 3.6932 | 49.8208 | 3.6932 | 104 | 4.0096
[34 empty] | 341 | 161 | 341 |  |  |  | 0.0491 | 161 | 0.0491 | 341 | 161 | 341 |  |  |  | 0.0491 | 161 | 0.0491 | 341 | 161 | 341 |  |  |  | 0.0491 | 161 | 0.0491 | [34 empty] | 185 | 267.3345 | 1 | 260 | 0.065 | 185 | 260 | 260 | 0 | 0 | 43184.5173 | 107900 | 18.9057 | 10.22% | 100% | 0.065 | 0.25 | 50.0708 | 3.6948 | 50.0708 | 3.6948 | 103.75 | 4.0096
[34 empty] | 340 | 162 | 340 |  |  |  | 0.049 | 162 | 0.049 | 340 | 162 | 340 |  |  |  | 0.049 | 162 | 0.049 | 340 | 162 | 340 |  |  |  | 0.049 | 162 | 0.049 | [34 empty] | 186 | 267.6985 | 1 | 260 | 0.065 | 186 | 260 | 260 | 0 | 0 | 43444.5173 | 107640 | 18.9057 | 10.16% | 100% | 0.065 | 0.25 | 50.3208 | 3.6963 | 50.3208 | 3.6963 | 103.5 | 4.0097
[34 empty] | 339 | 163 | 339 |  |  |  | 0.0489 | 163 | 0.0489 | 339 | 163 | 339 |  |  |  | 0.0489 | 163 | 0.0489 | 339 | 163 | 339 |  |  |  | 0.0489 | 163 | 0.0489 | [34 empty] | 187 | 268.0624 | 1 | 260 | 0.065 | 187 | 260 | 260 | 0 | 0 | 43704.5173 | 107380 | 18.9057 | 10.11% | 100% | 0.065 | 0.25 | 50.5708 | 3.6978 | 50.5708 | 3.6978 | 103.25 | 4.0097
[34 empty] | 338 | 164 | 338 |  |  |  | 0.0488 | 164 | 0.0488 | 338 | 164 | 338 |  |  |  | 0.0488 | 164 | 0.0488 | 338 | 164 | 338 |  |  |  | 0.0488 | 164 | 0.0488 | [34 empty] | 188 | 268.4264 | 1 | 260 | 0.065 | 188 | 260 | 260 | 0 | 0 | 43964.5173 | 107120 | 18.9057 | 10.06% | 100% | 0.065 | 0.25 | 50.8208 | 3.6993 | 50.8208 | 3.6993 | 103 | 4.0097
[34 empty] | 337 | 165 | 337 |  |  |  | 0.0487 | 165 | 0.0487 | 337 | 165 | 337 |  |  |  | 0.0487 | 165 | 0.0487 | 337 | 165 | 337 |  |  |  | 0.0487 | 165 | 0.0487 | [34 empty] | 189 | 268.7904 | 1 | 260 | 0.065 | 189 | 260 | 260 | 0 | 0 | 44224.5173 | 106860 | 18.9057 | 10% | 100% | 0.065 | 0.25 | 51.0708 | 3.7007 | 51.0708 | 3.7007 | 102.75 | 4.0097
[34 empty] | 336 | 166 | 336 |  |  |  | 0.0486 | 166 | 0.0486 | 336 | 166 | 336 |  |  |  | 0.0486 | 166 | 0.0486 | 336 | 166 | 336 |  |  |  | 0.0486 | 166 | 0.0486 | [34 empty] | 190 | 269.1543 | 1 | 260 | 0.065 | 190 | 260 | 260 | 0 | 0 | 44484.5173 | 106600 | 18.9057 | 9.95% | 100% | 0.065 | 0.25 | 51.3208 | 3.7022 | 51.3208 | 3.7022 | 102.5 | 4.0098
[34 empty] | 335 | 167 | 335 |  |  |  | 0.0485 | 167 | 0.0485 | 335 | 167 | 335 |  |  |  | 0.0485 | 167 | 0.0485 | 335 | 167 | 335 |  |  |  | 0.0485 | 167 | 0.0485 | [34 empty] | 191 | 269.5183 | 1 | 260 | 0.065 | 191 | 260 | 260 | 0 | 0 | 44744.5173 | 106340 | 18.9057 | 9.898% | 100% | 0.065 | 0.25 | 51.5708 | 3.7036 | 51.5708 | 3.7036 | 102.25 | 4.0098
[34 empty] | 334 | 168 | 334 |  |  |  | 0.0484 | 168 | 0.0484 | 334 | 168 | 334 |  |  |  | 0.0484 | 168 | 0.0484 | 334 | 168 | 334 |  |  |  | 0.0484 | 168 | 0.0484 | [34 empty] | 192 | 269.8823 | 1 | 260 | 0.065 | 192 | 260 | 260 | 0 | 0 | 45004.5173 | 106080 | 18.9057 | 9.847% | 100% | 0.065 | 0.25 | 51.8208 | 3.7051 | 51.8208 | 3.7051 | 102 | 4.0098
[34 empty] | 333 | 169 | 333 |  |  |  | 0.0483 | 169 | 0.0483 | 333 | 169 | 333 |  |  |  | 0.0483 | 169 | 0.0483 | 333 | 169 | 333 |  |  |  | 0.0483 | 169 | 0.0483 | [34 empty] | 193 | 270.2463 | 1 | 260 | 0.065 | 193 | 260 | 260 | 0 | 0 | 45264.5173 | 105820 | 18.9057 | 9.796% | 100% | 0.065 | 0.25 | 52.0708 | 3.7065 | 52.0708 | 3.7065 | 101.75 | 4.0098
[34 empty] | 332 | 170 | 332 |  |  |  | 0.0482 | 170 | 0.0482 | 332 | 170 | 332 |  |  |  | 0.0482 | 170 | 0.0482 | 332 | 170 | 332 |  |  |  | 0.0482 | 170 | 0.0482 | [34 empty] | 194 | 270.6102 | 1 | 260 | 0.065 | 194 | 260 | 260 | 0 | 0 | 45524.5173 | 105560 | 18.9057 | 9.745% | 100% | 0.065 | 0.25 | 52.3208 | 3.7079 | 52.3208 | 3.7079 | 101.5 | 4.0099
[34 empty] | 331 | 171 | 331 |  |  |  | 0.0481 | 171 | 0.0481 | 331 | 171 | 331 |  |  |  | 0.0481 | 171 | 0.0481 | 331 | 171 | 331 |  |  |  | 0.0481 | 171 | 0.0481 | [34 empty] | 195 | 270.9742 | 1 | 260 | 0.065 | 195 | 260 | 260 | 0 | 0 | 45784.5173 | 105300 | 18.9057 | 9.695% | 100% | 0.065 | 0.25 | 52.5708 | 3.7093 | 52.5708 | 3.7093 | 101.25 | 4.0099
[34 empty] | 330 | 172 | 330 |  |  |  | 0.048 | 172 | 0.048 | 330 | 172 | 330 |  |  |  | 0.048 | 172 | 0.048 | 330 | 172 | 330 |  |  |  | 0.048 | 172 | 0.048 | [34 empty] | 196 | 271.3382 | 1 | 260 | 0.065 | 196 | 260 | 260 | 0 | 0 | 46044.5173 | 105040 | 18.9057 | 9.646% | 100% | 0.065 | 0.25 | 52.8208 | 3.7107 | 52.8208 | 3.7107 | 101 | 4.0099
[34 empty] | 329 | 173 | 329 |  |  |  | 0.0479 | 173 | 0.0479 | 329 | 173 | 329 |  |  |  | 0.0479 | 173 | 0.0479 | 329 | 173 | 329 |  |  |  | 0.0479 | 173 | 0.0479 | [34 empty] | 197 | 271.7021 | 1 | 260 | 0.065 | 197 | 260 | 260 | 0 | 0 | 46304.5173 | 104780 | 18.9057 | 9.597% | 100% | 0.065 | 0.25 | 53.0708 | 3.712 | 53.0708 | 3.712 | 100.75 | 4.0099
[34 empty] | 328 | 174 | 328 |  |  |  | 0.0478 | 174 | 0.0478 | 328 | 174 | 328 |  |  |  | 0.0478 | 174 | 0.0478 | 328 | 174 | 328 |  |  |  | 0.0478 | 174 | 0.0478 | [34 empty] | 198 | 272.0661 | 1 | 260 | 0.065 | 198 | 260 | 260 | 0 | 0 | 46564.5173 | 104520 | 18.9057 | 9.548% | 100% | 0.065 | 0.25 | 53.3208 | 3.7134 | 53.3208 | 3.7134 | 100.5 | 4.01
[34 empty] | 327 | 175 | 327 |  |  |  | 0.0477 | 175 | 0.0477 | 327 | 175 | 327 |  |  |  | 0.0477 | 175 | 0.0477 | 327 | 175 | 327 |  |  |  | 0.0477 | 175 | 0.0477 | [34 empty] | 199 | 272.4301 | 1 | 260 | 0.065 | 199 | 260 | 260 | 0 | 0 | 46824.5173 | 104260 | 18.9057 | 9.5% | 100% | 0.065 | 0.25 | 53.5708 | 3.7147 | 53.5708 | 3.7147 | 100.25 | 4.01
[34 empty] | 326 | 176 | 326 |  |  |  | 0.0476 | 176 | 0.0476 | 326 | 176 | 326 |  |  |  | 0.0476 | 176 | 0.0476 | 326 | 176 | 326 |  |  |  | 0.0476 | 176 | 0.0476 | [34 empty] | 200 | 272.794 | 1 | 260 | 0.065 | 200 | 260 | 260 | 0 | 0 | 47084.5173 | 104000 | 18.9057 | 9.453% | 100% | 0.065 | 0.25 | 53.8208 | 3.716 | 53.8208 | 3.716 | 100 | 4.01
[34 empty] | 325 | 177 | 325 |  |  |  | 0.0475 | 177 | 0.0475 | 325 | 177 | 325 |  |  |  | 0.0475 | 177 | 0.0475 | 325 | 177 | 325 |  |  |  | 0.0475 | 177 | 0.0475 | [34 empty] | 201 | 273.158 | 1 | 260 | 0.065 | 201 | 260 | 260 | 0 | 0 | 47344.5173 | 103740 | 18.9057 | 9.406% | 100% | 0.065 | 0.25 | 54.0708 | 3.7174 | 54.0708 | 3.7174 | 99.75 | 4.01
[34 empty] | 324 | 178 | 324 |  |  |  | 0.0474 | 178 | 0.0474 | 324 | 178 | 324 |  |  |  | 0.0474 | 178 | 0.0474 | 324 | 178 | 324 |  |  |  | 0.0474 | 178 | 0.0474 | [34 empty] | 202 | 273.522 | 1 | 260 | 0.065 | 202 | 260 | 260 | 0 | 0 | 47604.5173 | 103480 | 18.9057 | 9.359% | 100% | 0.065 | 0.25 | 54.3208 | 3.7187 | 54.3208 | 3.7187 | 99.5 | 4.0101
[34 empty] | 323 | 179 | 323 |  |  |  | 0.0473 | 179 | 0.0473 | 323 | 179 | 323 |  |  |  | 0.0473 | 179 | 0.0473 | 323 | 179 | 323 |  |  |  | 0.0473 | 179 | 0.0473 | [34 empty] | 203 | 273.886 | 1 | 260 | 0.065 | 203 | 260 | 260 | 0 | 0 | 47864.5173 | 103220 | 18.9057 | 9.313% | 100% | 0.065 | 0.25 | 54.5708 | 3.7199 | 54.5708 | 3.7199 | 99.25 | 4.0101
[34 empty] | 322 | 180 | 322 |  |  |  | 0.0472 | 180 | 0.0472 | 322 | 180 | 322 |  |  |  | 0.0472 | 180 | 0.0472 | 322 | 180 | 322 |  |  |  | 0.0472 | 180 | 0.0472 | [34 empty] | 204 | 274.2499 | 1 | 260 | 0.065 | 204 | 260 | 260 | 0 | 0 | 48124.5173 | 102960 | 18.9057 | 9.268% | 100% | 0.065 | 0.25 | 54.8208 | 3.7212 | 54.8208 | 3.7212 | 99 | 4.0101
[34 empty] | 321 | 181 | 321 |  |  |  | 0.0471 | 181 | 0.0471 | 321 | 181 | 321 |  |  |  | 0.0471 | 181 | 0.0471 | 321 | 181 | 321 |  |  |  | 0.0471 | 181 | 0.0471 | [34 empty] | 205 | 274.6139 | 1 | 260 | 0.065 | 205 | 260 | 260 | 0 | 0 | 48384.5173 | 102700 | 18.9057 | 9.222% | 100% | 0.065 | 0.25 | 55.0708 | 3.7225 | 55.0708 | 3.7225 | 98.75 | 4.0101
[34 empty] | 320 | 182 | 320 |  |  |  | 0.047 | 182 | 0.047 | 320 | 182 | 320 |  |  |  | 0.047 | 182 | 0.047 | 320 | 182 | 320 |  |  |  | 0.047 | 182 | 0.047 | [34 empty] | 206 | 274.9779 | 1 | 260 | 0.065 | 206 | 260 | 260 | 0 | 0 | 48644.5173 | 102440 | 18.9057 | 9.178% | 100% | 0.065 | 0.25 | 55.3208 | 3.7237 | 55.3208 | 3.7237 | 98.5 | 4.0102
[34 empty] | 319 | 183 | 319 |  |  |  | 0.0469 | 183 | 0.0469 | 319 | 183 | 319 |  |  |  | 0.0469 | 183 | 0.0469 | 319 | 183 | 319 |  |  |  | 0.0469 | 183 | 0.0469 | [34 empty] | 207 | 275.3418 | 1 | 260 | 0.065 | 207 | 260 | 260 | 0 | 0 | 48904.5173 | 102180 | 18.9057 | 9.133% | 100% | 0.065 | 0.25 | 55.5708 | 3.725 | 55.5708 | 3.725 | 98.25 | 4.0102
[34 empty] | 318 | 184 | 318 |  |  |  | 0.0468 | 184 | 0.0468 | 318 | 184 | 318 |  |  |  | 0.0468 | 184 | 0.0468 | 318 | 184 | 318 |  |  |  | 0.0468 | 184 | 0.0468 | [34 empty] | 208 | 275.7058 | 1 | 260 | 0.065 | 208 | 260 | 260 | 0 | 0 | 49164.5173 | 101920 | 18.9057 | 9.089% | 100% | 0.065 | 0.25 | 55.8208 | 3.7262 | 55.8208 | 3.7262 | 98 | 4.0102
[34 empty] | 317 | 185 | 317 |  |  |  | 0.0467 | 185 | 0.0467 | 317 | 185 | 317 |  |  |  | 0.0467 | 185 | 0.0467 | 317 | 185 | 317 |  |  |  | 0.0467 | 185 | 0.0467 | [34 empty] | 209 | 276.0698 | 1 | 260 | 0.065 | 209 | 260 | 260 | 0 | 0 | 49424.5173 | 101660 | 18.9057 | 9.046% | 100% | 0.065 | 0.25 | 56.0708 | 3.7274 | 56.0708 | 3.7274 | 97.75 | 4.0102
[34 empty] | 316 | 186 | 316 |  |  |  | 0.0466 | 186 | 0.0466 | 316 | 186 | 316 |  |  |  | 0.0466 | 186 | 0.0466 | 316 | 186 | 316 |  |  |  | 0.0466 | 186 | 0.0466 | [34 empty] | 210 | 276.4337 | 1 | 260 | 0.065 | 210 | 260 | 260 | 0 | 0 | 49684.5173 | 101400 | 18.9057 | 9.003% | 100% | 0.065 | 0.25 | 56.3208 | 3.7286 | 56.3208 | 3.7286 | 97.5 | 4.0103
[34 empty] | 315 | 187 | 315 |  |  |  | 0.0465 | 187 | 0.0465 | 315 | 187 | 315 |  |  |  | 0.0465 | 187 | 0.0465 | 315 | 187 | 315 |  |  |  | 0.0465 | 187 | 0.0465 | [34 empty] | 211 | 276.7977 | 1 | 260 | 0.065 | 211 | 260 | 260 | 0 | 0 | 49944.5173 | 101140 | 18.9057 | 8.96% | 100% | 0.065 | 0.25 | 56.5708 | 3.7298 | 56.5708 | 3.7298 | 97.25 | 4.0103
[34 empty] | 314 | 188 | 314 |  |  |  | 0.0464 | 188 | 0.0464 | 314 | 188 | 314 |  |  |  | 0.0464 | 188 | 0.0464 | 314 | 188 | 314 |  |  |  | 0.0464 | 188 | 0.0464 | [34 empty] | 212 | 277.1617 | 1 | 260 | 0.065 | 212 | 260 | 260 | 0 | 0 | 50204.5173 | 100880 | 18.9057 | 8.918% | 100% | 0.065 | 0.25 | 56.8208 | 3.731 | 56.8208 | 3.731 | 97 | 4.0103
[34 empty] | 313 | 189 | 313 |  |  |  | 0.0463 | 189 | 0.0463 | 313 | 189 | 313 |  |  |  | 0.0463 | 189 | 0.0463 | 313 | 189 | 313 |  |  |  | 0.0463 | 189 | 0.0463 | [34 empty] | 213 | 277.5257 | 1 | 260 | 0.065 | 213 | 260 | 260 | 0 | 0 | 50464.5173 | 100620 | 18.9057 | 8.876% | 100% | 0.065 | 0.25 | 57.0708 | 3.7322 | 57.0708 | 3.7322 | 96.75 | 4.0103
[34 empty] | 312 | 190 | 312 |  |  |  | 0.0462 | 190 | 0.0462 | 312 | 190 | 312 |  |  |  | 0.0462 | 190 | 0.0462 | 312 | 190 | 312 |  |  |  | 0.0462 | 190 | 0.0462 | [34 empty] | 214 | 277.8896 | 1 | 260 | 0.065 | 214 | 260 | 260 | 0 | 0 | 50724.5173 | 100360 | 18.9057 | 8.834% | 100% | 0.065 | 0.25 | 57.3208 | 3.7334 | 57.3208 | 3.7334 | 96.5 | 4.0104
[34 empty] | 311 | 191 | 311 |  |  |  | 0.0461 | 191 | 0.0461 | 311 | 191 | 311 |  |  |  | 0.0461 | 191 | 0.0461 | 311 | 191 | 311 |  |  |  | 0.0461 | 191 | 0.0461 | [34 empty] | 215 | 278.2536 | 1 | 260 | 0.065 | 215 | 260 | 260 | 0 | 0 | 50984.5173 | 100100 | 18.9057 | 8.793% | 100% | 0.065 | 0.25 | 57.5708 | 3.7345 | 57.5708 | 3.7345 | 96.25 | 4.0104
[34 empty] | 310 | 192 | 310 |  |  |  | 0.046 | 192 | 0.046 | 310 | 192 | 310 |  |  |  | 0.046 | 192 | 0.046 | 310 | 192 | 310 |  |  |  | 0.046 | 192 | 0.046 | [34 empty] | 216 | 278.6176 | 1 | 260 | 0.065 | 216 | 260 | 260 | 0 | 0 | 51244.5173 | 99840 | 18.9057 | 8.753% | 100% | 0.065 | 0.25 | 57.8208 | 3.7357 | 57.8208 | 3.7357 | 96 | 4.0104
[34 empty] | 309 | 193 | 309 |  |  |  | 0.0459 | 193 | 0.0459 | 309 | 193 | 309 |  |  |  | 0.0459 | 193 | 0.0459 | 309 | 193 | 309 |  |  |  | 0.0459 | 193 | 0.0459 | [34 empty] | 217 | 278.9815 | 1 | 260 | 0.065 | 217 | 260 | 260 | 0 | 0 | 51504.5173 | 99580 | 18.9057 | 8.712% | 100% | 0.065 | 0.25 | 58.0708 | 3.7368 | 58.0708 | 3.7368 | 95.75 | 4.0104
[34 empty] | 308 | 194 | 308 |  |  |  | 0.0458 | 194 | 0.0458 | 308 | 194 | 308 |  |  |  | 0.0458 | 194 | 0.0458 | 308 | 194 | 308 |  |  |  | 0.0458 | 194 | 0.0458 | [34 empty] | 218 | 279.3455 | 1 | 260 | 0.065 | 218 | 260 | 260 | 0 | 0 | 51764.5173 | 99320 | 18.9057 | 8.672% | 100% | 0.065 | 0.25 | 58.3208 | 3.7379 | 58.3208 | 3.7379 | 95.5 | 4.0105
[34 empty] | 307 | 195 | 307 |  |  |  | 0.0457 | 195 | 0.0457 | 307 | 195 | 307 |  |  |  | 0.0457 | 195 | 0.0457 | 307 | 195 | 307 |  |  |  | 0.0457 | 195 | 0.0457 | [34 empty] | 219 | 279.7095 | 1 | 260 | 0.065 | 219 | 260 | 260 | 0 | 0 | 52024.5173 | 99060 | 18.9057 | 8.633% | 100% | 0.065 | 0.25 | 58.5708 | 3.7391 | 58.5708 | 3.7391 | 95.25 | 4.0105
[34 empty] | 306 | 196 | 306 |  |  |  | 0.0456 | 196 | 0.0456 | 306 | 196 | 306 |  |  |  | 0.0456 | 196 | 0.0456 | 306 | 196 | 306 |  |  |  | 0.0456 | 196 | 0.0456 | [34 empty] | 220 | 280.0735 | 1 | 260 | 0.065 | 220 | 260 | 260 | 0 | 0 | 52284.5173 | 98800 | 18.9057 | 8.594% | 100% | 0.065 | 0.25 | 58.8208 | 3.7402 | 58.8208 | 3.7402 | 95 | 4.0105
[34 empty] | 305 | 197 | 305 |  |  |  | 0.0455 | 197 | 0.0455 | 305 | 197 | 305 |  |  |  | 0.0455 | 197 | 0.0455 | 305 | 197 | 305 |  |  |  | 0.0455 | 197 | 0.0455 | [34 empty] | 221 | 280.4374 | 1 | 260 | 0.065 | 221 | 260 | 260 | 0 | 0 | 52544.5173 | 98540 | 18.9057 | 8.555% | 100% | 0.065 | 0.25 | 59.0708 | 3.7413 | 59.0708 | 3.7413 | 94.75 | 4.0106
[34 empty] | 304 | 198 | 304 |  |  |  | 0.0454 | 198 | 0.0454 | 304 | 198 | 304 |  |  |  | 0.0454 | 198 | 0.0454 | 304 | 198 | 304 |  |  |  | 0.0454 | 198 | 0.0454 | [34 empty] | 222 | 280.8014 | 1 | 260 | 0.065 | 222 | 260 | 260 | 0 | 0 | 52804.5173 | 98280 | 18.9057 | 8.516% | 100% | 0.065 | 0.25 | 59.3208 | 3.7424 | 59.3208 | 3.7424 | 94.5 | 4.0106
[34 empty] | 303 | 199 | 303 |  |  |  | 0.0453 | 199 | 0.0453 | 303 | 199 | 303 |  |  |  | 0.0453 | 199 | 0.0453 | 303 | 199 | 303 |  |  |  | 0.0453 | 199 | 0.0453 | [34 empty] | 223 | 281.1654 | 1 | 260 | 0.065 | 223 | 260 | 260 | 0 | 0 | 53064.5173 | 98020 | 18.9057 | 8.478% | 100% | 0.065 | 0.25 | 59.5708 | 3.7434 | 59.5708 | 3.7434 | 94.25 | 4.0106
[34 empty] | 302 | 200 | 302 |  |  |  | 0.0452 | 200 | 0.0452 | 302 | 200 | 302 |  |  |  | 0.0452 | 200 | 0.0452 | 302 | 200 | 302 |  |  |  | 0.0452 | 200 | 0.0452 | [34 empty] | 224 | 281.5293 | 1 | 260 | 0.065 | 224 | 260 | 260 | 0 | 0 | 53324.5173 | 97760 | 18.9057 | 8.44% | 100% | 0.065 | 0.25 | 59.8208 | 3.7445 | 59.8208 | 3.7445 | 94 | 4.0106
[34 empty] | 301 | 201 | 301 |  |  |  | 0.0451 | 201 | 0.0451 | 301 | 201 | 301 |  |  |  | 0.0451 | 201 | 0.0451 | 301 | 201 | 301 |  |  |  | 0.0451 | 201 | 0.0451 | [34 empty] | 225 | 281.8933 | 1 | 260 | 0.065 | 225 | 260 | 260 | 0 | 0 | 53584.5173 | 97500 | 18.9057 | 8.403% | 100% | 0.065 | 0.25 | 60.0708 | 3.7456 | 60.0708 | 3.7456 | 93.75 | 4.0107
[34 empty] | 300 | 202 | 300 |  |  |  | 0.045 | 202 | 0.045 | 300 | 202 | 300 |  |  |  | 0.045 | 202 | 0.045 | 300 | 202 | 300 |  |  |  | 0.045 | 202 | 0.045 | [34 empty] | 226 | 282.2573 | 1 | 260 | 0.065 | 226 | 260 | 260 | 0 | 0 | 53844.5173 | 97240 | 18.9057 | 8.365% | 100% | 0.065 | 0.25 | 60.3208 | 3.7466 | 60.3208 | 3.7466 | 93.5 | 4.0107
[34 empty] | 299 | 203 | 299 |  |  |  | 0.0449 | 203 | 0.0449 | 299 | 203 | 299 |  |  |  | 0.0449 | 203 | 0.0449 | 299 | 203 | 299 |  |  |  | 0.0449 | 203 | 0.0449 | [34 empty] | 227 | 282.6212 | 1 | 260 | 0.065 | 227 | 260 | 260 | 0 | 0 | 54104.5173 | 96980 | 18.9057 | 8.329% | 100% | 0.065 | 0.25 | 60.5708 | 3.7477 | 60.5708 | 3.7477 | 93.25 | 4.0107
[34 empty] | 298 | 204 | 298 |  |  |  | 0.0448 | 204 | 0.0448 | 298 | 204 | 298 |  |  |  | 0.0448 | 204 | 0.0448 | 298 | 204 | 298 |  |  |  | 0.0448 | 204 | 0.0448 | [34 empty] | 228 | 282.9852 | 1 | 260 | 0.065 | 228 | 260 | 260 | 0 | 0 | 54364.5173 | 96720 | 18.9057 | 8.292% | 100% | 0.065 | 0.25 | 60.8208 | 3.7487 | 60.8208 | 3.7487 | 93 | 4.0108
[34 empty] | 297 | 205 | 297 |  |  |  | 0.0447 | 205 | 0.0447 | 297 | 205 | 297 |  |  |  | 0.0447 | 205 | 0.0447 | 297 | 205 | 297 |  |  |  | 0.0447 | 205 | 0.0447 | [34 empty] | 229 | 283.3492 | 1 | 260 | 0.065 | 229 | 260 | 260 | 0 | 0 | 54624.5173 | 96460 | 18.9057 | 8.256% | 100% | 0.065 | 0.25 | 61.0708 | 3.7497 | 61.0708 | 3.7497 | 92.75 | 4.0108
[34 empty] | 296 | 206 | 296 |  |  |  | 0.0446 | 206 | 0.0446 | 296 | 206 | 296 |  |  |  | 0.0446 | 206 | 0.0446 | 296 | 206 | 296 |  |  |  | 0.0446 | 206 | 0.0446 | [34 empty] | 230 | 283.7132 | 1 | 260 | 0.065 | 230 | 260 | 260 | 0 | 0 | 54884.5173 | 96200 | 18.9057 | 8.22% | 100% | 0.065 | 0.25 | 61.3208 | 3.7508 | 61.3208 | 3.7508 | 92.5 | 4.0108
[34 empty] | 295 | 207 | 295 |  |  |  | 0.0445 | 207 | 0.0445 | 295 | 207 | 295 |  |  |  | 0.0445 | 207 | 0.0445 | 295 | 207 | 295 |  |  |  | 0.0445 | 207 | 0.0445 | [34 empty] | 231 | 284.0771 | 1 | 260 | 0.065 | 231 | 260 | 260 | 0 | 0 | 55144.5173 | 95940 | 18.9057 | 8.184% | 100% | 0.065 | 0.25 | 61.5708 | 3.7518 | 61.5708 | 3.7518 | 92.25 | 4.0108
[34 empty] | 294 | 208 | 294 |  |  |  | 0.0444 | 208 | 0.0444 | 294 | 208 | 294 |  |  |  | 0.0444 | 208 | 0.0444 | 294 | 208 | 294 |  |  |  | 0.0444 | 208 | 0.0444 | [34 empty] | 232 | 284.4411 | 1 | 260 | 0.065 | 232 | 260 | 260 | 0 | 0 | 55404.5173 | 95680 | 18.9057 | 8.149% | 100% | 0.065 | 0.25 | 61.8208 | 3.7528 | 61.8208 | 3.7528 | 92 | 4.0109
[34 empty] | 293 | 209 | 293 |  |  |  | 0.0443 | 209 | 0.0443 | 293 | 209 | 293 |  |  |  | 0.0443 | 209 | 0.0443 | 293 | 209 | 293 |  |  |  | 0.0443 | 209 | 0.0443 | [34 empty] | 233 | 284.8051 | 1 | 260 | 0.065 | 233 | 260 | 260 | 0 | 0 | 55664.5173 | 95420 | 18.9057 | 8.114% | 100% | 0.065 | 0.25 | 62.0708 | 3.7538 | 62.0708 | 3.7538 | 91.75 | 4.0109
[34 empty] | 292 | 210 | 292 |  |  |  | 0.0442 | 210 | 0.0442 | 292 | 210 | 292 |  |  |  | 0.0442 | 210 | 0.0442 | 292 | 210 | 292 |  |  |  | 0.0442 | 210 | 0.0442 | [34 empty] | 234 | 285.169 | 1 | 260 | 0.065 | 234 | 260 | 260 | 0 | 0 | 55924.5173 | 95160 | 18.9057 | 8.079% | 100% | 0.065 | 0.25 | 62.3208 | 3.7548 | 62.3208 | 3.7548 | 91.5 | 4.0109
[34 empty] | 291 | 211 | 291 |  |  |  | 0.0441 | 211 | 0.0441 | 291 | 211 | 291 |  |  |  | 0.0441 | 211 | 0.0441 | 291 | 211 | 291 |  |  |  | 0.0441 | 211 | 0.0441 | [34 empty] | 235 | 285.533 | 1 | 260 | 0.065 | 235 | 260 | 260 | 0 | 0 | 56184.5173 | 94900 | 18.9057 | 8.045% | 100% | 0.065 | 0.25 | 62.5708 | 3.7557 | 62.5708 | 3.7557 | 91.25 | 4.011
[34 empty] | 290 | 212 | 290 |  |  |  | 0.044 | 212 | 0.044 | 290 | 212 | 290 |  |  |  | 0.044 | 212 | 0.044 | 290 | 212 | 290 |  |  |  | 0.044 | 212 | 0.044 | [34 empty] | 236 | 285.897 | 1 | 260 | 0.065 | 236 | 260 | 260 | 0 | 0 | 56444.5173 | 94640 | 18.9057 | 8.011% | 100% | 0.065 | 0.25 | 62.8208 | 3.7567 | 62.8208 | 3.7567 | 91 | 4.011
[34 empty] | 289 | 213 | 289 |  |  |  | 0.0439 | 213 | 0.0439 | 289 | 213 | 289 |  |  |  | 0.0439 | 213 | 0.0439 | 289 | 213 | 289 |  |  |  | 0.0439 | 213 | 0.0439 | [34 empty] | 237 | 286.2609 | 1 | 260 | 0.065 | 237 | 260 | 260 | 0 | 0 | 56704.5173 | 94380 | 18.9057 | 7.977% | 100% | 0.065 | 0.25 | 63.0708 | 3.7577 | 63.0708 | 3.7577 | 90.75 | 4.011
[34 empty] | 288 | 214 | 288 |  |  |  | 0.0438 | 214 | 0.0438 | 288 | 214 | 288 |  |  |  | 0.0438 | 214 | 0.0438 | 288 | 214 | 288 |  |  |  | 0.0438 | 214 | 0.0438 | [34 empty] | 238 | 286.6249 | 1 | 260 | 0.065 | 238 | 260 | 260 | 0 | 0 | 56964.5173 | 94120 | 18.9057 | 7.944% | 100% | 0.065 | 0.25 | 63.3208 | 3.7586 | 63.3208 | 3.7586 | 90.5 | 4.011
[34 empty] | 287 | 215 | 287 |  |  |  | 0.0437 | 215 | 0.0437 | 287 | 215 | 287 |  |  |  | 0.0437 | 215 | 0.0437 | 287 | 215 | 287 |  |  |  | 0.0437 | 215 | 0.0437 | [34 empty] | 239 | 286.9889 | 1 | 260 | 0.065 | 239 | 260 | 260 | 0 | 0 | 57224.5173 | 93860 | 18.9057 | 7.91% | 100% | 0.065 | 0.25 | 63.5708 | 3.7596 | 63.5708 | 3.7596 | 90.25 | 4.0111
[34 empty] | 286 | 216 | 286 |  |  |  | 0.0436 | 216 | 0.0436 | 286 | 216 | 286 |  |  |  | 0.0436 | 216 | 0.0436 | 286 | 216 | 286 |  |  |  | 0.0436 | 216 | 0.0436 | [34 empty] | 240 | 287.3529 | 1 | 260 | 0.065 | 240 | 260 | 260 | 0 | 0 | 57484.5173 | 93600 | 18.9057 | 7.877% | 100% | 0.065 | 0.25 | 63.8208 | 3.7605 | 63.8208 | 3.7605 | 90 | 4.0111
[34 empty] | 285 | 217 | 285 |  |  |  | 0.0435 | 217 | 0.0435 | 285 | 217 | 285 |  |  |  | 0.0435 | 217 | 0.0435 | 285 | 217 | 285 |  |  |  | 0.0435 | 217 | 0.0435 | [34 empty] | 241 | 287.7168 | 1 | 260 | 0.065 | 241 | 260 | 260 | 0 | 0 | 57744.5173 | 93340 | 18.9057 | 7.845% | 100% | 0.065 | 0.25 | 64.0708 | 3.7615 | 64.0708 | 3.7615 | 89.75 | 4.0111
[34 empty] | 284 | 218 | 284 |  |  |  | 0.0434 | 218 | 0.0434 | 284 | 218 | 284 |  |  |  | 0.0434 | 218 | 0.0434 | 284 | 218 | 284 |  |  |  | 0.0434 | 218 | 0.0434 | [34 empty] | 242 | 288.0808 | 1 | 260 | 0.065 | 242 | 260 | 260 | 0 | 0 | 58004.5173 | 93080 | 18.9057 | 7.812% | 100% | 0.065 | 0.25 | 64.3208 | 3.7624 | 64.3208 | 3.7624 | 89.5 | 4.0112
[34 empty] | 283 | 219 | 283 |  |  |  | 0.0433 | 219 | 0.0433 | 283 | 219 | 283 |  |  |  | 0.0433 | 219 | 0.0433 | 283 | 219 | 283 |  |  |  | 0.0433 | 219 | 0.0433 | [34 empty] | 243 | 288.4448 | 1 | 260 | 0.065 | 243 | 260 | 260 | 0 | 0 | 58264.5173 | 92820 | 18.9057 | 7.78% | 100% | 0.065 | 0.25 | 64.5708 | 3.7633 | 64.5708 | 3.7633 | 89.25 | 4.0112
[34 empty] | 282 | 220 | 282 |  |  |  | 0.0432 | 220 | 0.0432 | 282 | 220 | 282 |  |  |  | 0.0432 | 220 | 0.0432 | 282 | 220 | 282 |  |  |  | 0.0432 | 220 | 0.0432 | [34 empty] | 244 | 288.8087 | 1 | 260 | 0.065 | 244 | 260 | 260 | 0 | 0 | 58524.5173 | 92560 | 18.9057 | 7.748% | 100% | 0.065 | 0.25 | 64.8208 | 3.7642 | 64.8208 | 3.7642 | 89 | 4.0112
[34 empty] | 281 | 221 | 281 |  |  |  | 0.0431 | 221 | 0.0431 | 281 | 221 | 281 |  |  |  | 0.0431 | 221 | 0.0431 | 281 | 221 | 281 |  |  |  | 0.0431 | 221 | 0.0431 | [34 empty] | 245 | 289.1727 | 1 | 260 | 0.065 | 245 | 260 | 260 | 0 | 0 | 58784.5173 | 92300 | 18.9057 | 7.717% | 100% | 0.065 | 0.25 | 65.0708 | 3.7651 | 65.0708 | 3.7651 | 88.75 | 4.0113
[34 empty] | 280 | 222 | 280 |  |  |  | 0.043 | 222 | 0.043 | 280 | 222 | 280 |  |  |  | 0.043 | 222 | 0.043 | 280 | 222 | 280 |  |  |  | 0.043 | 222 | 0.043 | [34 empty] | 246 | 289.5367 | 1 | 260 | 0.065 | 246 | 260 | 260 | 0 | 0 | 59044.5173 | 92040 | 18.9057 | 7.685% | 100% | 0.065 | 0.25 | 65.3208 | 3.766 | 65.3208 | 3.766 | 88.5 | 4.0113
[34 empty] | 279 | 223 | 279 |  |  |  | 0.0429 | 223 | 0.0429 | 279 | 223 | 279 |  |  |  | 0.0429 | 223 | 0.0429 | 279 | 223 | 279 |  |  |  | 0.0429 | 223 | 0.0429 | [34 empty] | 247 | 289.9006 | 1 | 260 | 0.065 | 247 | 260 | 260 | 0 | 0 | 59304.5173 | 91780 | 18.9057 | 7.654% | 100% | 0.065 | 0.25 | 65.5708 | 3.7669 | 65.5708 | 3.7669 | 88.25 | 4.0113
[34 empty] | 278 | 224 | 278 |  |  |  | 0.0428 | 224 | 0.0428 | 278 | 224 | 278 |  |  |  | 0.0428 | 224 | 0.0428 | 278 | 224 | 278 |  |  |  | 0.0428 | 224 | 0.0428 | [34 empty] | 248 | 290.2646 | 1 | 260 | 0.065 | 248 | 260 | 260 | 0 | 0 | 59564.5173 | 91520 | 18.9057 | 7.623% | 100% | 0.065 | 0.25 | 65.8208 | 3.7678 | 65.8208 | 3.7678 | 88 | 4.0114
[34 empty] | 277 | 225 | 277 |  |  |  | 0.0427 | 225 | 0.0427 | 277 | 225 | 277 |  |  |  | 0.0427 | 225 | 0.0427 | 277 | 225 | 277 |  |  |  | 0.0427 | 225 | 0.0427 | [34 empty] | 249 | 290.6286 | 1 | 260 | 0.065 | 249 | 260 | 260 | 0 | 0 | 59824.5173 | 91260 | 18.9057 | 7.593% | 100% | 0.065 | 0.25 | 66.0708 | 3.7687 | 66.0708 | 3.7687 | 87.75 | 4.0114
[34 empty] | 276 | 226 | 276 |  |  |  | 0.0426 | 226 | 0.0426 | 276 | 226 | 276 |  |  |  | 0.0426 | 226 | 0.0426 | 276 | 226 | 276 |  |  |  | 0.0426 | 226 | 0.0426 | [34 empty] | 250 | 290.9926 | 1 | 260 | 0.065 | 250 | 260 | 260 | 0 | 0 | 60084.5173 | 91000 | 18.9057 | 7.562% | 100% | 0.065 | 0.25 | 66.3208 | 3.7696 | 66.3208 | 3.7696 | 87.5 | 4.0114
[34 empty] | 275 | 227 | 275 |  |  |  | 0.0425 | 227 | 0.0425 | 275 | 227 | 275 |  |  |  | 0.0425 | 227 | 0.0425 | 275 | 227 | 275 |  |  |  | 0.0425 | 227 | 0.0425 | [34 empty] | 251 | 291.3565 | 1 | 260 | 0.065 | 251 | 260 | 260 | 0 | 0 | 60344.5173 | 90740 | 18.9057 | 7.532% | 100% | 0.065 | 0.25 | 66.5708 | 3.7704 | 66.5708 | 3.7704 | 87.25 | 4.0115
[34 empty] | 274 | 228 | 274 |  |  |  | 0.0424 | 228 | 0.0424 | 274 | 228 | 274 |  |  |  | 0.0424 | 228 | 0.0424 | 274 | 228 | 274 |  |  |  | 0.0424 | 228 | 0.0424 | [34 empty] | 252 | 291.7205 | 1 | 260 | 0.065 | 252 | 260 | 260 | 0 | 0 | 60604.5173 | 90480 | 18.9057 | 7.502% | 100% | 0.065 | 0.25 | 66.8208 | 3.7713 | 66.8208 | 3.7713 | 87 | 4.0115
[34 empty] | 273 | 229 | 273 |  |  |  | 0.0423 | 229 | 0.0423 | 273 | 229 | 273 |  |  |  | 0.0423 | 229 | 0.0423 | 273 | 229 | 273 |  |  |  | 0.0423 | 229 | 0.0423 | [34 empty] | 253 | 292.0845 | 1 | 260 | 0.065 | 253 | 260 | 260 | 0 | 0 | 60864.5173 | 90220 | 18.9057 | 7.473% | 100% | 0.065 | 0.25 | 67.0708 | 3.7721 | 67.0708 | 3.7721 | 86.75 | 4.0115
[34 empty] | 272 | 230 | 272 |  |  |  | 0.0422 | 230 | 0.0422 | 272 | 230 | 272 |  |  |  | 0.0422 | 230 | 0.0422 | 272 | 230 | 272 |  |  |  | 0.0422 | 230 | 0.0422 | [34 empty] | 254 | 292.4484 | 1 | 260 | 0.065 | 254 | 260 | 260 | 0 | 0 | 61124.5173 | 89960 | 18.9057 | 7.443% | 100% | 0.065 | 0.25 | 67.3208 | 3.773 | 67.3208 | 3.773 | 86.5 | 4.0116
[34 empty] | 271 | 231 | 271 |  |  |  | 0.0421 | 231 | 0.0421 | 271 | 231 | 271 |  |  |  | 0.0421 | 231 | 0.0421 | 271 | 231 | 271 |  |  |  | 0.0421 | 231 | 0.0421 | [34 empty] | 255 | 292.8124 | 1 | 260 | 0.065 | 255 | 260 | 260 | 0 | 0 | 61384.5173 | 89700 | 18.9057 | 7.414% | 100% | 0.065 | 0.25 | 67.5708 | 3.7738 | 67.5708 | 3.7738 | 86.25 | 4.0116
[34 empty] | 270 | 232 | 270 |  |  |  | 0.042 | 232 | 0.042 | 270 | 232 | 270 |  |  |  | 0.042 | 232 | 0.042 | 270 | 232 | 270 |  |  |  | 0.042 | 232 | 0.042 | [34 empty] | 256 | 293.1764 | 1 | 260 | 0.065 | 256 | 260 | 260 | 0 | 0 | 61644.5173 | 89440 | 18.9057 | 7.385% | 100% | 0.065 | 0.25 | 67.8208 | 3.7747 | 67.8208 | 3.7747 | 86 | 4.0116
[34 empty] | 269 | 233 | 269 |  |  |  | 0.0419 | 233 | 0.0419 | 269 | 233 | 269 |  |  |  | 0.0419 | 233 | 0.0419 | 269 | 233 | 269 |  |  |  | 0.0419 | 233 | 0.0419 | [34 empty] | 257 | 293.5404 | 1 | 260 | 0.065 | 257 | 260 | 260 | 0 | 0 | 61904.5173 | 89180 | 18.9057 | 7.356% | 100% | 0.065 | 0.25 | 68.0708 | 3.7755 | 68.0708 | 3.7755 | 85.75 | 4.0117
[34 empty] | 268 | 234 | 268 |  |  |  | 0.0418 | 234 | 0.0418 | 268 | 234 | 268 |  |  |  | 0.0418 | 234 | 0.0418 | 268 | 234 | 268 |  |  |  | 0.0418 | 234 | 0.0418 | [34 empty] | 258 | 293.9043 | 1 | 260 | 0.065 | 258 | 260 | 260 | 0 | 0 | 62164.5173 | 88920 | 18.9057 | 7.328% | 100% | 0.065 | 0.25 | 68.3208 | 3.7763 | 68.3208 | 3.7763 | 85.5 | 4.0117
[34 empty] | 267 | 235 | 267 |  |  |  | 0.0417 | 235 | 0.0417 | 267 | 235 | 267 |  |  |  | 0.0417 | 235 | 0.0417 | 267 | 235 | 267 |  |  |  | 0.0417 | 235 | 0.0417 | [34 empty] | 259 | 294.2683 | 1 | 260 | 0.065 | 259 | 260 | 260 | 0 | 0 | 62424.5173 | 88660 | 18.9057 | 7.299% | 100% | 0.065 | 0.25 | 68.5708 | 3.7771 | 68.5708 | 3.7771 | 85.25 | 4.0117
[34 empty] | 266 | 236 | 266 |  |  |  | 0.0416 | 236 | 0.0416 | 266 | 236 | 266 |  |  |  | 0.0416 | 236 | 0.0416 | 266 | 236 | 266 |  |  |  | 0.0416 | 236 | 0.0416 | [34 empty] | 260 | 294.6323 | 1 | 260 | 0.065 | 260 | 260 | 260 | 0 | 0 | 62684.5173 | 88400 | 18.9057 | 7.271% | 100% | 0.065 | 0.25 | 68.8208 | 3.7779 | 68.8208 | 3.7779 | 85 | 4.0118
[34 empty] | 265 | 237 | 265 |  |  |  | 0.0415 | 237 | 0.0415 | 265 | 237 | 265 |  |  |  | 0.0415 | 237 | 0.0415 | 265 | 237 | 265 |  |  |  | 0.0415 | 237 | 0.0415 | [34 empty] | 261 | 294.9962 | 1 | 260 | 0.065 | 261 | 260 | 260 | 0 | 0 | 62944.5173 | 88140 | 18.9057 | 7.244% | 100% | 0.065 | 0.25 | 69.0708 | 3.7787 | 69.0708 | 3.7787 | 84.75 | 4.0118
[34 empty] | 264 | 238 | 264 |  |  |  | 0.0414 | 238 | 0.0414 | 264 | 238 | 264 |  |  |  | 0.0414 | 238 | 0.0414 | 264 | 238 | 264 |  |  |  | 0.0414 | 238 | 0.0414 | [34 empty] | 262 | 295.3602 | 1 | 260 | 0.065 | 262 | 260 | 260 | 0 | 0 | 63204.5173 | 87880 | 18.9057 | 7.216% | 100% | 0.065 | 0.25 | 69.3208 | 3.7795 | 69.3208 | 3.7795 | 84.5 | 4.0118
[34 empty] | 263 | 239 | 263 |  |  |  | 0.0413 | 239 | 0.0413 | 263 | 239 | 263 |  |  |  | 0.0413 | 239 | 0.0413 | 263 | 239 | 263 |  |  |  | 0.0413 | 239 | 0.0413 | [34 empty] | 263 | 295.7242 | 1 | 260 | 0.065 | 263 | 260 | 260 | 0 | 0 | 63464.5173 | 87620 | 18.9057 | 7.188% | 100% | 0.065 | 0.25 | 69.5708 | 3.7803 | 69.5708 | 3.7803 | 84.25 | 4.0119
[34 empty] | 262 | 240 | 262 |  |  |  | 0.0412 | 240 | 0.0412 | 262 | 240 | 262 |  |  |  | 0.0412 | 240 | 0.0412 | 262 | 240 | 262 |  |  |  | 0.0412 | 240 | 0.0412 | [34 empty] | 264 | 296.0881 | 1 | 260 | 0.065 | 264 | 260 | 260 | 0 | 0 | 63724.5173 | 87360 | 18.9057 | 7.161% | 100% | 0.065 | 0.25 | 69.8208 | 3.7811 | 69.8208 | 3.7811 | 84 | 4.0119
[34 empty] | 261 | 241 | 261 |  |  |  | 0.0411 | 241 | 0.0411 | 261 | 241 | 261 |  |  |  | 0.0411 | 241 | 0.0411 | 261 | 241 | 261 |  |  |  | 0.0411 | 241 | 0.0411 | [34 empty] | 265 | 296.4521 | 1 | 260 | 0.065 | 265 | 260 | 260 | 0 | 0 | 63984.5173 | 87100 | 18.9057 | 7.134% | 100% | 0.065 | 0.25 | 70.0708 | 3.7819 | 70.0708 | 3.7819 | 83.75 | 4.0119
[34 empty] | 260 | 242 | 260 |  |  |  | 0.041 | 242 | 0.041 | 260 | 242 | 260 |  |  |  | 0.041 | 242 | 0.041 | 260 | 242 | 260 |  |  |  | 0.041 | 242 | 0.041 | [34 empty] | 266 | 296.8161 | 1 | 260 | 0.065 | 266 | 260 | 260 | 0 | 0 | 64244.5173 | 86840 | 18.9057 | 7.107% | 100% | 0.065 | 0.25 | 70.3208 | 3.7827 | 70.3208 | 3.7827 | 83.5 | 4.012
[34 empty] | 259 | 243 | 259 |  |  |  | 0.0409 | 243 | 0.0409 | 259 | 243 | 259 |  |  |  | 0.0409 | 243 | 0.0409 | 259 | 243 | 259 |  |  |  | 0.0409 | 243 | 0.0409 | [34 empty] | 267 | 297.1801 | 1 | 260 | 0.065 | 267 | 260 | 260 | 0 | 0 | 64504.5173 | 86580 | 18.9057 | 7.081% | 100% | 0.065 | 0.25 | 70.5708 | 3.7834 | 70.5708 | 3.7834 | 83.25 | 4.012
[34 empty] | 258 | 244 | 258 |  |  |  | 0.0408 | 244 | 0.0408 | 258 | 244 | 258 |  |  |  | 0.0408 | 244 | 0.0408 | 258 | 244 | 258 |  |  |  | 0.0408 | 244 | 0.0408 | [34 empty] | 268 | 297.544 | 1 | 260 | 0.065 | 268 | 260 | 260 | 0 | 0 | 64764.5173 | 86320 | 18.9057 | 7.054% | 100% | 0.065 | 0.25 | 70.8208 | 3.7842 | 70.8208 | 3.7842 | 83 | 4.012
[34 empty] | 257 | 245 | 257 |  |  |  | 0.0407 | 245 | 0.0407 | 257 | 245 | 257 |  |  |  | 0.0407 | 245 | 0.0407 | 257 | 245 | 257 |  |  |  | 0.0407 | 245 | 0.0407 | [34 empty] | 269 | 297.908 | 1 | 260 | 0.065 | 269 | 260 | 260 | 0 | 0 | 65024.5173 | 86060 | 18.9057 | 7.028% | 100% | 0.065 | 0.25 | 71.0708 | 3.785 | 71.0708 | 3.785 | 82.75 | 4.0121
[34 empty] | 256 | 246 | 256 |  |  |  | 0.0406 | 246 | 0.0406 | 256 | 246 | 256 |  |  |  | 0.0406 | 246 | 0.0406 | 256 | 246 | 256 |  |  |  | 0.0406 | 246 | 0.0406 | [34 empty] | 270 | 298.272 | 1 | 260 | 0.065 | 270 | 260 | 260 | 0 | 0 | 65284.5173 | 85800 | 18.9057 | 7.002% | 100% | 0.065 | 0.25 | 71.3208 | 3.7857 | 71.3208 | 3.7857 | 82.5 | 4.0121
[34 empty] | 255 | 247 | 255 |  |  |  | 0.0405 | 247 | 0.0405 | 255 | 247 | 255 |  |  |  | 0.0405 | 247 | 0.0405 | 255 | 247 | 255 |  |  |  | 0.0405 | 247 | 0.0405 | [34 empty] | 271 | 298.6359 | 1 | 260 | 0.065 | 271 | 260 | 260 | 0 | 0 | 65544.5173 | 85540 | 18.9057 | 6.976% | 100% | 0.065 | 0.25 | 71.5708 | 3.7865 | 71.5708 | 3.7865 | 82.25 | 4.0122
[34 empty] | 254 | 248 | 254 |  |  |  | 0.0404 | 248 | 0.0404 | 254 | 248 | 254 |  |  |  | 0.0404 | 248 | 0.0404 | 254 | 248 | 254 |  |  |  | 0.0404 | 248 | 0.0404 | [34 empty] | 272 | 298.9999 | 1 | 260 | 0.065 | 272 | 260 | 260 | 0 | 0 | 65804.5173 | 85280 | 18.9057 | 6.951% | 100% | 0.065 | 0.25 | 71.8208 | 3.7872 | 71.8208 | 3.7872 | 82 | 4.0122
[34 empty] | 253 | 249 | 253 |  |  |  | 0.0403 | 249 | 0.0403 | 253 | 249 | 253 |  |  |  | 0.0403 | 249 | 0.0403 | 253 | 249 | 253 |  |  |  | 0.0403 | 249 | 0.0403 | [34 empty] | 273 | 299.3639 | 1 | 260 | 0.065 | 273 | 260 | 260 | 0 | 0 | 66064.5173 | 85020 | 18.9057 | 6.925% | 100% | 0.065 | 0.25 | 72.0708 | 3.7879 | 72.0708 | 3.7879 | 81.75 | 4.0122
[34 empty] | 252 | 250 | 252 |  |  |  | 0.0402 | 250 | 0.0402 | 252 | 250 | 252 |  |  |  | 0.0402 | 250 | 0.0402 | 252 | 250 | 252 |  |  |  | 0.0402 | 250 | 0.0402 | [34 empty] | 274 | 299.7278 | 1 | 260 | 0.065 | 274 | 260 | 260 | 0 | 0 | 66324.5173 | 84760 | 18.9057 | 6.9% | 100% | 0.065 | 0.25 | 72.3208 | 3.7887 | 72.3208 | 3.7887 | 81.5 | 4.0123
[34 empty] | 251 | 251 | 251 |  |  |  | 0.0401 | 251 | 0.0401 | 251 | 251 | 251 |  |  |  | 0.0401 | 251 | 0.0401 | 251 | 251 | 251 |  |  |  | 0.0401 | 251 | 0.0401 | [34 empty] | 275 | 300.0918 | 1 | 260 | 0.065 | 275 | 260 | 260 | 0 | 0 | 66584.5173 | 84500 | 18.9057 | 6.875% | 100% | 0.065 | 0.25 | 72.5708 | 3.7894 | 72.5708 | 3.7894 | 81.25 | 4.0123
[34 empty] | 250 | 252 | 250 |  |  |  | 0.04 | 252 | 0.04 | 250 | 252 | 250 |  |  |  | 0.04 | 252 | 0.04 | 250 | 252 | 250 |  |  |  | 0.04 | 252 | 0.04 | [34 empty] | 276 | 300.4558 | 1 | 260 | 0.065 | 276 | 260 | 260 | 0 | 0 | 66844.5173 | 84240 | 18.9057 | 6.85% | 100% | 0.065 | 0.25 | 72.8208 | 3.7901 | 72.8208 | 3.7901 | 81 | 4.0123
[34 empty] | 249 | 253 | 249 |  |  |  | 0.0399 | 253 | 0.0399 | 249 | 253 | 249 |  |  |  | 0.0399 | 253 | 0.0399 | 249 | 253 | 249 |  |  |  | 0.0399 | 253 | 0.0399 | [34 empty] | 277 | 300.8198 | 1 | 260 | 0.065 | 277 | 260 | 260 | 0 | 0 | 67104.5173 | 83980 | 18.9057 | 6.825% | 100% | 0.065 | 0.25 | 73.0708 | 3.7908 | 73.0708 | 3.7908 | 80.75 | 4.0124
[34 empty] | 248 | 254 | 248 |  |  |  | 0.0398 | 254 | 0.0398 | 248 | 254 | 248 |  |  |  | 0.0398 | 254 | 0.0398 | 248 | 254 | 248 |  |  |  | 0.0398 | 254 | 0.0398 | [34 empty] | 278 | 301.1837 | 1 | 260 | 0.065 | 278 | 260 | 260 | 0 | 0 | 67364.5173 | 83720 | 18.9057 | 6.801% | 100% | 0.065 | 0.25 | 73.3208 | 3.7916 | 73.3208 | 3.7916 | 80.5 | 4.0124
[34 empty] | 247 | 255 | 247 |  |  |  | 0.0397 | 255 | 0.0397 | 247 | 255 | 247 |  |  |  | 0.0397 | 255 | 0.0397 | 247 | 255 | 247 |  |  |  | 0.0397 | 255 | 0.0397 | [34 empty] | 279 | 301.5477 | 1 | 260 | 0.065 | 279 | 260 | 260 | 0 | 0 | 67624.5173 | 83460 | 18.9057 | 6.776% | 100% | 0.065 | 0.25 | 73.5708 | 3.7923 | 73.5708 | 3.7923 | 80.25 | 4.0125
[34 empty] | 246 | 256 | 246 |  |  |  | 0.0396 | 256 | 0.0396 | 246 | 256 | 246 |  |  |  | 0.0396 | 256 | 0.0396 | 246 | 256 | 246 |  |  |  | 0.0396 | 256 | 0.0396 | [34 empty] | 280 | 301.9117 | 1 | 260 | 0.065 | 280 | 260 | 260 | 0 | 0 | 67884.5173 | 83200 | 18.9057 | 6.752% | 100% | 0.065 | 0.25 | 73.8208 | 3.793 | 73.8208 | 3.793 | 80 | 4.0125
[34 empty] | 245 | 257 | 245 |  |  |  | 0.0395 | 257 | 0.0395 | 245 | 257 | 245 |  |  |  | 0.0395 | 257 | 0.0395 | 245 | 257 | 245 |  |  |  | 0.0395 | 257 | 0.0395 | [34 empty] | 281 | 302.2756 | 1 | 260 | 0.065 | 281 | 260 | 260 | 0 | 0 | 68144.5173 | 82940 | 18.9057 | 6.728% | 100% | 0.065 | 0.25 | 74.0708 | 3.7937 | 74.0708 | 3.7937 | 79.75 | 4.0125
[34 empty] | 244 | 258 | 244 |  |  |  | 0.0394 | 258 | 0.0394 | 244 | 258 | 244 |  |  |  | 0.0394 | 258 | 0.0394 | 244 | 258 | 244 |  |  |  | 0.0394 | 258 | 0.0394 | [34 empty] | 282 | 302.6396 | 1 | 260 | 0.065 | 282 | 260 | 260 | 0 | 0 | 68404.5173 | 82680 | 18.9057 | 6.704% | 100% | 0.065 | 0.25 | 74.3208 | 3.7944 | 74.3208 | 3.7944 | 79.5 | 4.0126
[34 empty] | 243 | 259 | 243 |  |  |  | 0.0393 | 259 | 0.0393 | 243 | 259 | 243 |  |  |  | 0.0393 | 259 | 0.0393 | 243 | 259 | 243 |  |  |  | 0.0393 | 259 | 0.0393 | [34 empty] | 283 | 303.0036 | 1 | 260 | 0.065 | 283 | 260 | 260 | 0 | 0 | 68664.5173 | 82420 | 18.9057 | 6.68% | 100% | 0.065 | 0.25 | 74.5708 | 3.7951 | 74.5708 | 3.7951 | 79.25 | 4.0126
[34 empty] | 242 | 260 | 242 |  |  |  | 0.0392 | 260 | 0.0392 | 242 | 260 | 242 |  |  |  | 0.0392 | 260 | 0.0392 | 242 | 260 | 242 |  |  |  | 0.0392 | 260 | 0.0392 | [34 empty] | 284 | 303.3675 | 1 | 260 | 0.065 | 284 | 260 | 260 | 0 | 0 | 68924.5173 | 82160 | 18.9057 | 6.657% | 100% | 0.065 | 0.25 | 74.8208 | 3.7957 | 74.8208 | 3.7957 | 79 | 4.0127
[34 empty] | 241 | 261 | 241 |  |  |  | 0.0391 | 261 | 0.0391 | 241 | 261 | 241 |  |  |  | 0.0391 | 261 | 0.0391 | 241 | 261 | 241 |  |  |  | 0.0391 | 261 | 0.0391 | [34 empty] | 285 | 303.7315 | 1 | 260 | 0.065 | 285 | 260 | 260 | 0 | 0 | 69184.5173 | 81900 | 18.9057 | 6.634% | 100% | 0.065 | 0.25 | 75.0708 | 3.7964 | 75.0708 | 3.7964 | 78.75 | 4.0127
[34 empty] | 240 | 262 | 240 |  |  |  | 0.039 | 262 | 0.039 | 240 | 262 | 240 |  |  |  | 0.039 | 262 | 0.039 | 240 | 262 | 240 |  |  |  | 0.039 | 262 | 0.039 | [34 empty] | 286 | 304.0955 | 1 | 260 | 0.065 | 286 | 260 | 260 | 0 | 0 | 69444.5173 | 81640 | 18.9057 | 6.61% | 100% | 0.065 | 0.25 | 75.3208 | 3.7971 | 75.3208 | 3.7971 | 78.5 | 4.0127
[34 empty] | 239 | 263 | 239 |  |  |  | 0.0389 | 263 | 0.0389 | 239 | 263 | 239 |  |  |  | 0.0389 | 263 | 0.0389 | 239 | 263 | 239 |  |  |  | 0.0389 | 263 | 0.0389 | [34 empty] | 287 | 304.4595 | 1 | 260 | 0.065 | 287 | 260 | 260 | 0 | 0 | 69704.5173 | 81380 | 18.9057 | 6.587% | 100% | 0.065 | 0.25 | 75.5708 | 3.7978 | 75.5708 | 3.7978 | 78.25 | 4.0128
[34 empty] | 238 | 264 | 238 |  |  |  | 0.0388 | 264 | 0.0388 | 238 | 264 | 238 |  |  |  | 0.0388 | 264 | 0.0388 | 238 | 264 | 238 |  |  |  | 0.0388 | 264 | 0.0388 | [34 empty] | 288 | 304.8234 | 1 | 260 | 0.065 | 288 | 260 | 260 | 0 | 0 | 69964.5173 | 81120 | 18.9057 | 6.564% | 100% | 0.065 | 0.25 | 75.8208 | 3.7984 | 75.8208 | 3.7984 | 78 | 4.0128
[34 empty] | 237 | 265 | 237 |  |  |  | 0.0387 | 265 | 0.0387 | 237 | 265 | 237 |  |  |  | 0.0387 | 265 | 0.0387 | 237 | 265 | 237 |  |  |  | 0.0387 | 265 | 0.0387 | [34 empty] | 289 | 305.1874 | 1 | 260 | 0.065 | 289 | 260 | 260 | 0 | 0 | 70224.5173 | 80860 | 18.9057 | 6.542% | 100% | 0.065 | 0.25 | 76.0708 | 3.7991 | 76.0708 | 3.7991 | 77.75 | 4.0129
[34 empty] | 236 | 266 | 236 |  |  |  | 0.0386 | 266 | 0.0386 | 236 | 266 | 236 |  |  |  | 0.0386 | 266 | 0.0386 | 236 | 266 | 236 |  |  |  | 0.0386 | 266 | 0.0386 | [34 empty] | 290 | 305.5514 | 1 | 260 | 0.065 | 290 | 260 | 260 | 0 | 0 | 70484.5173 | 80600 | 18.9057 | 6.519% | 100% | 0.065 | 0.25 | 76.3208 | 3.7998 | 76.3208 | 3.7998 | 77.5 | 4.0129
[34 empty] | 235 | 267 | 235 |  |  |  | 0.0385 | 267 | 0.0385 | 235 | 267 | 235 |  |  |  | 0.0385 | 267 | 0.0385 | 235 | 267 | 235 |  |  |  | 0.0385 | 267 | 0.0385 | [34 empty] | 291 | 305.9153 | 1 | 260 | 0.065 | 291 | 260 | 260 | 0 | 0 | 70744.5173 | 80340 | 18.9057 | 6.497% | 100% | 0.065 | 0.25 | 76.5708 | 3.8004 | 76.5708 | 3.8004 | 77.25 | 4.0129
[34 empty] | 234 | 268 | 234 |  |  |  | 0.0384 | 268 | 0.0384 | 234 | 268 | 234 |  |  |  | 0.0384 | 268 | 0.0384 | 234 | 268 | 234 |  |  |  | 0.0384 | 268 | 0.0384 | [34 empty] | 292 | 306.2793 | 1 | 260 | 0.065 | 292 | 260 | 260 | 0 | 0 | 71004.5173 | 80080 | 18.9057 | 6.475% | 100% | 0.065 | 0.25 | 76.8208 | 3.8011 | 76.8208 | 3.8011 | 77 | 4.013
[34 empty] | 233 | 269 | 233 |  |  |  | 0.0383 | 269 | 0.0383 | 233 | 269 | 233 |  |  |  | 0.0383 | 269 | 0.0383 | 233 | 269 | 233 |  |  |  | 0.0383 | 269 | 0.0383 | [34 empty] | 293 | 306.6433 | 1 | 260 | 0.065 | 293 | 260 | 260 | 0 | 0 | 71264.5173 | 79820 | 18.9057 | 6.452% | 100% | 0.065 | 0.25 | 77.0708 | 3.8017 | 77.0708 | 3.8017 | 76.75 | 4.013
[34 empty] | 232 | 270 | 232 |  |  |  | 0.0382 | 270 | 0.0382 | 232 | 270 | 232 |  |  |  | 0.0382 | 270 | 0.0382 | 232 | 270 | 232 |  |  |  | 0.0382 | 270 | 0.0382 | [34 empty] | 294 | 307.0072 | 1 | 260 | 0.065 | 294 | 260 | 260 | 0 | 0 | 71524.5173 | 79560 | 18.9057 | 6.431% | 100% | 0.065 | 0.25 | 77.3208 | 3.8023 | 77.3208 | 3.8023 | 76.5 | 4.0131
[34 empty] | 231 | 271 | 231 |  |  |  | 0.0381 | 271 | 0.0381 | 231 | 271 | 231 |  |  |  | 0.0381 | 271 | 0.0381 | 231 | 271 | 231 |  |  |  | 0.0381 | 271 | 0.0381 | [34 empty] | 295 | 307.3712 | 1 | 260 | 0.065 | 295 | 260 | 260 | 0 | 0 | 71784.5173 | 79300 | 18.9057 | 6.409% | 100% | 0.065 | 0.25 | 77.5708 | 3.803 | 77.5708 | 3.803 | 76.25 | 4.0131
[34 empty] | 230 | 272 | 230 |  |  |  | 0.038 | 272 | 0.038 | 230 | 272 | 230 |  |  |  | 0.038 | 272 | 0.038 | 230 | 272 | 230 |  |  |  | 0.038 | 272 | 0.038 | [34 empty] | 296 | 307.7352 | 1 | 260 | 0.065 | 296 | 260 | 260 | 0 | 0 | 72044.5173 | 79040 | 18.9057 | 6.387% | 100% | 0.065 | 0.25 | 77.8208 | 3.8036 | 77.8208 | 3.8036 | 76 | 4.0132
[34 empty] | 229 | 273 | 229 |  |  |  | 0.0379 | 273 | 0.0379 | 229 | 273 | 229 |  |  |  | 0.0379 | 273 | 0.0379 | 229 | 273 | 229 |  |  |  | 0.0379 | 273 | 0.0379 | [34 empty] | 297 | 308.0992 | 1 | 260 | 0.065 | 297 | 260 | 260 | 0 | 0 | 72304.5173 | 78780 | 18.9057 | 6.366% | 100% | 0.065 | 0.25 | 78.0708 | 3.8042 | 78.0708 | 3.8042 | 75.75 | 4.0132
[34 empty] | 228 | 274 | 228 |  |  |  | 0.0378 | 274 | 0.0378 | 228 | 274 | 228 |  |  |  | 0.0378 | 274 | 0.0378 | 228 | 274 | 228 |  |  |  | 0.0378 | 274 | 0.0378 | [34 empty] | 298 | 308.4631 | 1 | 260 | 0.065 | 298 | 260 | 260 | 0 | 0 | 72564.5173 | 78520 | 18.9057 | 6.344% | 100% | 0.065 | 0.25 | 78.3208 | 3.8049 | 78.3208 | 3.8049 | 75.5 | 4.0132
[34 empty] | 227 | 275 | 227 |  |  |  | 0.0377 | 275 | 0.0377 | 227 | 275 | 227 |  |  |  | 0.0377 | 275 | 0.0377 | 227 | 275 | 227 |  |  |  | 0.0377 | 275 | 0.0377 | [34 empty] | 299 | 308.8271 | 1 | 260 | 0.065 | 299 | 260 | 260 | 0 | 0 | 72824.5173 | 78260 | 18.9057 | 6.323% | 100% | 0.065 | 0.25 | 78.5708 | 3.8055 | 78.5708 | 3.8055 | 75.25 | 4.0133
[34 empty] | 226 | 276 | 226 |  |  |  | 0.0376 | 276 | 0.0376 | 226 | 276 | 226 |  |  |  | 0.0376 | 276 | 0.0376 | 226 | 276 | 226 |  |  |  | 0.0376 | 276 | 0.0376 | [34 empty] | 300 | 309.1911 | 1 | 260 | 0.065 | 300 | 260 | 260 | 0 | 0 | 73084.5173 | 78000 | 18.9057 | 6.302% | 100% | 0.065 | 0.25 | 78.8208 | 3.8061 | 78.8208 | 3.8061 | 75 | 4.0133
[34 empty] | 225 | 277 | 225 |  |  |  | 0.0375 | 277 | 0.0375 | 225 | 277 | 225 |  |  |  | 0.0375 | 277 | 0.0375 | 225 | 277 | 225 |  |  |  | 0.0375 | 277 | 0.0375 | [34 empty] | 301 | 309.555 | 1 | 260 | 0.065 | 301 | 260 | 260 | 0 | 0 | 73344.5173 | 77740 | 18.9057 | 6.281% | 100% | 0.065 | 0.25 | 79.0708 | 3.8067 | 79.0708 | 3.8067 | 74.75 | 4.0134
[34 empty] | 224 | 278 | 224 |  |  |  | 0.0374 | 278 | 0.0374 | 224 | 278 | 224 |  |  |  | 0.0374 | 278 | 0.0374 | 224 | 278 | 224 |  |  |  | 0.0374 | 278 | 0.0374 | [34 empty] | 302 | 309.919 | 1 | 260 | 0.065 | 302 | 260 | 260 | 0 | 0 | 73604.5173 | 77480 | 18.9057 | 6.26% | 100% | 0.065 | 0.25 | 79.3208 | 3.8073 | 79.3208 | 3.8073 | 74.5 | 4.0134
[34 empty] | 223 | 279 | 223 |  |  |  | 0.0373 | 279 | 0.0373 | 223 | 279 | 223 |  |  |  | 0.0373 | 279 | 0.0373 | 223 | 279 | 223 |  |  |  | 0.0373 | 279 | 0.0373 | [34 empty] | 303 | 310.283 | 1 | 260 | 0.065 | 303 | 260 | 260 | 0 | 0 | 73864.5173 | 77220 | 18.9057 | 6.24% | 100% | 0.065 | 0.25 | 79.5708 | 3.8079 | 79.5708 | 3.8079 | 74.25 | 4.0135
[34 empty] | 222 | 280 | 222 |  |  |  | 0.0372 | 280 | 0.0372 | 222 | 280 | 222 |  |  |  | 0.0372 | 280 | 0.0372 | 222 | 280 | 222 |  |  |  | 0.0372 | 280 | 0.0372 | [34 empty] | 304 | 310.647 | 1 | 260 | 0.065 | 304 | 260 | 260 | 0 | 0 | 74124.5173 | 76960 | 18.9057 | 6.219% | 100% | 0.065 | 0.25 | 79.8208 | 3.8085 | 79.8208 | 3.8085 | 74 | 4.0135
[34 empty] | 221 | 281 | 221 |  |  |  | 0.0371 | 281 | 0.0371 | 221 | 281 | 221 |  |  |  | 0.0371 | 281 | 0.0371 | 221 | 281 | 221 |  |  |  | 0.0371 | 281 | 0.0371 | [34 empty] | 305 | 311.0109 | 1 | 260 | 0.065 | 305 | 260 | 260 | 0 | 0 | 74384.5173 | 76700 | 18.9057 | 6.199% | 100% | 0.065 | 0.25 | 80.0708 | 3.8091 | 80.0708 | 3.8091 | 73.75 | 4.0136
[34 empty] | 220 | 282 | 220 |  |  |  | 0.037 | 282 | 0.037 | 220 | 282 | 220 |  |  |  | 0.037 | 282 | 0.037 | 220 | 282 | 220 |  |  |  | 0.037 | 282 | 0.037 | [34 empty] | 306 | 311.3749 | 1 | 260 | 0.065 | 306 | 260 | 260 | 0 | 0 | 74644.5173 | 76440 | 18.9057 | 6.178% | 100% | 0.065 | 0.25 | 80.3208 | 3.8097 | 80.3208 | 3.8097 | 73.5 | 4.0136
[34 empty] | 219 | 283 | 219 |  |  |  | 0.0369 | 283 | 0.0369 | 219 | 283 | 219 |  |  |  | 0.0369 | 283 | 0.0369 | 219 | 283 | 219 |  |  |  | 0.0369 | 283 | 0.0369 | [34 empty] | 307 | 311.7389 | 1 | 260 | 0.065 | 307 | 260 | 260 | 0 | 0 | 74904.5173 | 76180 | 18.9057 | 6.158% | 100% | 0.065 | 0.25 | 80.5708 | 3.8103 | 80.5708 | 3.8103 | 73.25 | 4.0137
[34 empty] | 218 | 284 | 218 |  |  |  | 0.0368 | 284 | 0.0368 | 218 | 284 | 218 |  |  |  | 0.0368 | 284 | 0.0368 | 218 | 284 | 218 |  |  |  | 0.0368 | 284 | 0.0368 | [34 empty] | 308 | 312.1028 | 1 | 260 | 0.065 | 308 | 260 | 260 | 0 | 0 | 75164.5173 | 75920 | 18.9057 | 6.138% | 100% | 0.065 | 0.25 | 80.8208 | 3.8109 | 80.8208 | 3.8109 | 73 | 4.0137
[34 empty] | 217 | 285 | 217 |  |  |  | 0.0367 | 285 | 0.0367 | 217 | 285 | 217 |  |  |  | 0.0367 | 285 | 0.0367 | 217 | 285 | 217 |  |  |  | 0.0367 | 285 | 0.0367 | [34 empty] | 309 | 312.4668 | 1 | 260 | 0.065 | 309 | 260 | 260 | 0 | 0 | 75424.5173 | 75660 | 18.9057 | 6.118% | 100% | 0.065 | 0.25 | 81.0708 | 3.8115 | 81.0708 | 3.8115 | 72.75 | 4.0137
[34 empty] | 216 | 286 | 216 |  |  |  | 0.0366 | 286 | 0.0366 | 216 | 286 | 216 |  |  |  | 0.0366 | 286 | 0.0366 | 216 | 286 | 216 |  |  |  | 0.0366 | 286 | 0.0366 | [34 empty] | 310 | 312.8308 | 1 | 260 | 0.065 | 310 | 260 | 260 | 0 | 0 | 75684.5173 | 75400 | 18.9057 | 6.099% | 100% | 0.065 | 0.25 | 81.3208 | 3.8121 | 81.3208 | 3.8121 | 72.5 | 4.0138
[34 empty] | 215 | 287 | 215 |  |  |  | 0.0365 | 287 | 0.0365 | 215 | 287 | 215 |  |  |  | 0.0365 | 287 | 0.0365 | 215 | 287 | 215 |  |  |  | 0.0365 | 287 | 0.0365 | [34 empty] | 311 | 313.1947 | 1 | 260 | 0.065 | 311 | 260 | 260 | 0 | 0 | 75944.5173 | 75140 | 18.9057 | 6.079% | 100% | 0.065 | 0.25 | 81.5708 | 3.8126 | 81.5708 | 3.8126 | 72.25 | 4.0138
[34 empty] | 214 | 288 | 214 |  |  |  | 0.0364 | 288 | 0.0364 | 214 | 288 | 214 |  |  |  | 0.0364 | 288 | 0.0364 | 214 | 288 | 214 |  |  |  | 0.0364 | 288 | 0.0364 | [34 empty] | 312 | 313.5587 | 1 | 260 | 0.065 | 312 | 260 | 260 | 0 | 0 | 76204.5173 | 74880 | 18.9057 | 6.06% | 100% | 0.065 | 0.25 | 81.8208 | 3.8132 | 81.8208 | 3.8132 | 72 | 4.0139
[34 empty] | 213 | 289 | 213 |  |  |  | 0.0363 | 289 | 0.0363 | 213 | 289 | 213 |  |  |  | 0.0363 | 289 | 0.0363 | 213 | 289 | 213 |  |  |  | 0.0363 | 289 | 0.0363 | [34 empty] | 313 | 313.9227 | 1 | 260 | 0.065 | 313 | 260 | 260 | 0 | 0 | 76464.5173 | 74620 | 18.9057 | 6.04% | 100% | 0.065 | 0.25 | 82.0708 | 3.8138 | 82.0708 | 3.8138 | 71.75 | 4.0139
[34 empty] | 212 | 290 | 212 |  |  |  | 0.0362 | 290 | 0.0362 | 212 | 290 | 212 |  |  |  | 0.0362 | 290 | 0.0362 | 212 | 290 | 212 |  |  |  | 0.0362 | 290 | 0.0362 | [34 empty] | 314 | 314.2867 | 1 | 260 | 0.065 | 314 | 260 | 260 | 0 | 0 | 76724.5173 | 74360 | 18.9057 | 6.021% | 100% | 0.065 | 0.25 | 82.3208 | 3.8143 | 82.3208 | 3.8143 | 71.5 | 4.014
[34 empty] | 211 | 291 | 211 |  |  |  | 0.0361 | 291 | 0.0361 | 211 | 291 | 211 |  |  |  | 0.0361 | 291 | 0.0361 | 211 | 291 | 211 |  |  |  | 0.0361 | 291 | 0.0361 | [34 empty] | 315 | 314.6506 | 1 | 260 | 0.065 | 315 | 260 | 260 | 0 | 0 | 76984.5173 | 74100 | 18.9057 | 6.002% | 100% | 0.065 | 0.25 | 82.5708 | 3.8149 | 82.5708 | 3.8149 | 71.25 | 4.014
[34 empty] | 210 | 292 | 210 |  |  |  | 0.036 | 292 | 0.036 | 210 | 292 | 210 |  |  |  | 0.036 | 292 | 0.036 | 210 | 292 | 210 |  |  |  | 0.036 | 292 | 0.036 | [34 empty] | 316 | 315.0146 | 1 | 260 | 0.065 | 316 | 260 | 260 | 0 | 0 | 77244.5173 | 73840 | 18.9057 | 5.983% | 100% | 0.065 | 0.25 | 82.8208 | 3.8155 | 82.8208 | 3.8155 | 71 | 4.0141
[34 empty] | 209 | 293 | 209 |  |  |  | 0.0359 | 293 | 0.0359 | 209 | 293 | 209 |  |  |  | 0.0359 | 293 | 0.0359 | 209 | 293 | 209 |  |  |  | 0.0359 | 293 | 0.0359 | [34 empty] | 317 | 315.3786 | 1 | 260 | 0.065 | 317 | 260 | 260 | 0 | 0 | 77504.5173 | 73580 | 18.9057 | 5.964% | 100% | 0.065 | 0.25 | 83.0708 | 3.816 | 83.0708 | 3.816 | 70.75 | 4.0141
[34 empty] | 208 | 294 | 208 |  |  |  | 0.0358 | 294 | 0.0358 | 208 | 294 | 208 |  |  |  | 0.0358 | 294 | 0.0358 | 208 | 294 | 208 |  |  |  | 0.0358 | 294 | 0.0358 | [34 empty] | 318 | 315.7425 | 1 | 260 | 0.065 | 318 | 260 | 260 | 0 | 0 | 77764.5173 | 73320 | 18.9057 | 5.945% | 100% | 0.065 | 0.25 | 83.3208 | 3.8166 | 83.3208 | 3.8166 | 70.5 | 4.0142
[34 empty] | 207 | 295 | 207 |  |  |  | 0.0357 | 295 | 0.0357 | 207 | 295 | 207 |  |  |  | 0.0357 | 295 | 0.0357 | 207 | 295 | 207 |  |  |  | 0.0357 | 295 | 0.0357 | [34 empty] | 319 | 316.1065 | 1 | 260 | 0.065 | 319 | 260 | 260 | 0 | 0 | 78024.5173 | 73060 | 18.9057 | 5.927% | 100% | 0.065 | 0.25 | 83.5708 | 3.8171 | 83.5708 | 3.8171 | 70.25 | 4.0142
[34 empty] | 206 | 296 | 206 |  |  |  | 0.0356 | 296 | 0.0356 | 206 | 296 | 206 |  |  |  | 0.0356 | 296 | 0.0356 | 206 | 296 | 206 |  |  |  | 0.0356 | 296 | 0.0356 | [34 empty] | 320 | 316.4705 | 1 | 260 | 0.065 | 320 | 260 | 260 | 0 | 0 | 78284.5173 | 72800 | 18.9057 | 5.908% | 100% | 0.065 | 0.25 | 83.8208 | 3.8177 | 83.8208 | 3.8177 | 70 | 4.0143
[34 empty] | 205 | 297 | 205 |  |  |  | 0.0355 | 297 | 0.0355 | 205 | 297 | 205 |  |  |  | 0.0355 | 297 | 0.0355 | 205 | 297 | 205 |  |  |  | 0.0355 | 297 | 0.0355 | [34 empty] | 321 | 316.8344 | 1 | 260 | 0.065 | 321 | 260 | 260 | 0 | 0 | 78544.5173 | 72540 | 18.9057 | 5.89% | 100% | 0.065 | 0.25 | 84.0708 | 3.8182 | 84.0708 | 3.8182 | 69.75 | 4.0143
[34 empty] | 204 | 298 | 204 |  |  |  | 0.0354 | 298 | 0.0354 | 204 | 298 | 204 |  |  |  | 0.0354 | 298 | 0.0354 | 204 | 298 | 204 |  |  |  | 0.0354 | 298 | 0.0354 | [34 empty] | 322 | 317.1984 | 1 | 260 | 0.065 | 322 | 260 | 260 | 0 | 0 | 78804.5173 | 72280 | 18.9057 | 5.871% | 100% | 0.065 | 0.25 | 84.3208 | 3.8188 | 84.3208 | 3.8188 | 69.5 | 4.0144
[34 empty] | 203 | 299 | 203 |  |  |  | 0.0353 | 299 | 0.0353 | 203 | 299 | 203 |  |  |  | 0.0353 | 299 | 0.0353 | 203 | 299 | 203 |  |  |  | 0.0353 | 299 | 0.0353 | [34 empty] | 323 | 317.5624 | 1 | 260 | 0.065 | 323 | 260 | 260 | 0 | 0 | 79064.5173 | 72020 | 18.9057 | 5.853% | 100% | 0.065 | 0.25 | 84.5708 | 3.8193 | 84.5708 | 3.8193 | 69.25 | 4.0144
[34 empty] | 202 | 300 | 202 |  |  |  | 0.0352 | 300 | 0.0352 | 202 | 300 | 202 |  |  |  | 0.0352 | 300 | 0.0352 | 202 | 300 | 202 |  |  |  | 0.0352 | 300 | 0.0352 | [34 empty] | 324 | 317.9264 | 1 | 260 | 0.065 | 324 | 260 | 260 | 0 | 0 | 79324.5173 | 71760 | 18.9057 | 5.835% | 100% | 0.065 | 0.25 | 84.8208 | 3.8198 | 84.8208 | 3.8198 | 69 | 4.0145
[34 empty] | 201 | 301 | 201 |  |  |  | 0.0351 | 301 | 0.0351 | 201 | 301 | 201 |  |  |  | 0.0351 | 301 | 0.0351 | 201 | 301 | 201 |  |  |  | 0.0351 | 301 | 0.0351 | [34 empty] | 325 | 318.2903 | 1 | 260 | 0.065 | 325 | 260 | 260 | 0 | 0 | 79584.5173 | 71500 | 18.9057 | 5.817% | 100% | 0.065 | 0.25 | 85.0708 | 3.8203 | 85.0708 | 3.8203 | 68.75 | 4.0145
[34 empty] | 200 | 302 | 200 |  |  |  | 0.035 | 302 | 0.035 | 200 | 302 | 200 |  |  |  | 0.035 | 302 | 0.035 | 200 | 302 | 200 |  |  |  | 0.035 | 302 | 0.035 | [34 empty] | 326 | 318.6543 | 1 | 260 | 0.065 | 326 | 260 | 260 | 0 | 0 | 79844.5173 | 71240 | 18.9057 | 5.799% | 100% | 0.065 | 0.25 | 85.3208 | 3.8209 | 85.3208 | 3.8209 | 68.5 | 4.0146
[34 empty] | 199 | 303 | 199 |  |  |  | 0.0349 | 303 | 0.0349 | 199 | 303 | 199 |  |  |  | 0.0349 | 303 | 0.0349 | 199 | 303 | 199 |  |  |  | 0.0349 | 303 | 0.0349 | [34 empty] | 327 | 319.0183 | 1 | 260 | 0.065 | 327 | 260 | 260 | 0 | 0 | 80104.5173 | 70980 | 18.9057 | 5.782% | 100% | 0.065 | 0.25 | 85.5708 | 3.8214 | 85.5708 | 3.8214 | 68.25 | 4.0147
[34 empty] | 198 | 304 | 198 |  |  |  | 0.0348 | 304 | 0.0348 | 198 | 304 | 198 |  |  |  | 0.0348 | 304 | 0.0348 | 198 | 304 | 198 |  |  |  | 0.0348 | 304 | 0.0348 | [34 empty] | 328 | 319.3822 | 1 | 260 | 0.065 | 328 | 260 | 260 | 0 | 0 | 80364.5173 | 70720 | 18.9057 | 5.764% | 100% | 0.065 | 0.25 | 85.8208 | 3.8219 | 85.8208 | 3.8219 | 68 | 4.0147
[34 empty] | 197 | 305 | 197 |  |  |  | 0.0347 | 305 | 0.0347 | 197 | 305 | 197 |  |  |  | 0.0347 | 305 | 0.0347 | 197 | 305 | 197 |  |  |  | 0.0347 | 305 | 0.0347 | [34 empty] | 329 | 319.7462 | 1 | 260 | 0.065 | 329 | 260 | 260 | 0 | 0 | 80624.5173 | 70460 | 18.9057 | 5.746% | 100% | 0.065 | 0.25 | 86.0708 | 3.8224 | 86.0708 | 3.8224 | 67.75 | 4.0148
[34 empty] | 196 | 306 | 196 |  |  |  | 0.0346 | 306 | 0.0346 | 196 | 306 | 196 |  |  |  | 0.0346 | 306 | 0.0346 | 196 | 306 | 196 |  |  |  | 0.0346 | 306 | 0.0346 | [34 empty] | 330 | 320.1102 | 1 | 260 | 0.065 | 330 | 260 | 260 | 0 | 0 | 80884.5173 | 70200 | 18.9057 | 5.729% | 100% | 0.065 | 0.25 | 86.3208 | 3.823 | 86.3208 | 3.823 | 67.5 | 4.0148
[34 empty] | 195 | 307 | 195 |  |  |  | 0.0345 | 307 | 0.0345 | 195 | 307 | 195 |  |  |  | 0.0345 | 307 | 0.0345 | 195 | 307 | 195 |  |  |  | 0.0345 | 307 | 0.0345 | [34 empty] | 331 | 320.4741 | 1 | 260 | 0.065 | 331 | 260 | 260 | 0 | 0 | 81144.5173 | 69940 | 18.9057 | 5.712% | 100% | 0.065 | 0.25 | 86.5708 | 3.8235 | 86.5708 | 3.8235 | 67.25 | 4.0149
[34 empty] | 194 | 308 | 194 |  |  |  | 0.0344 | 308 | 0.0344 | 194 | 308 | 194 |  |  |  | 0.0344 | 308 | 0.0344 | 194 | 308 | 194 |  |  |  | 0.0344 | 308 | 0.0344 | [34 empty] | 332 | 320.8381 | 1 | 260 | 0.065 | 332 | 260 | 260 | 0 | 0 | 81404.5173 | 69680 | 18.9057 | 5.694% | 100% | 0.065 | 0.25 | 86.8208 | 3.824 | 86.8208 | 3.824 | 67 | 4.0149
[34 empty] | 193 | 309 | 193 |  |  |  | 0.0343 | 309 | 0.0343 | 193 | 309 | 193 |  |  |  | 0.0343 | 309 | 0.0343 | 193 | 309 | 193 |  |  |  | 0.0343 | 309 | 0.0343 | [34 empty] | 333 | 321.2021 | 1 | 260 | 0.065 | 333 | 260 | 260 | 0 | 0 | 81664.5173 | 69420 | 18.9057 | 5.677% | 100% | 0.065 | 0.25 | 87.0708 | 3.8245 | 87.0708 | 3.8245 | 66.75 | 4.015
[34 empty] | 192 | 310 | 192 |  |  |  | 0.0342 | 310 | 0.0342 | 192 | 310 | 192 |  |  |  | 0.0342 | 310 | 0.0342 | 192 | 310 | 192 |  |  |  | 0.0342 | 310 | 0.0342 | [34 empty] | 334 | 321.5661 | 1 | 260 | 0.065 | 334 | 260 | 260 | 0 | 0 | 81924.5173 | 69160 | 18.9057 | 5.66% | 100% | 0.065 | 0.25 | 87.3208 | 3.825 | 87.3208 | 3.825 | 66.5 | 4.015
[34 empty] | 191 | 311 | 191 |  |  |  | 0.0341 | 311 | 0.0341 | 191 | 311 | 191 |  |  |  | 0.0341 | 311 | 0.0341 | 191 | 311 | 191 |  |  |  | 0.0341 | 311 | 0.0341 | [34 empty] | 335 | 321.93 | 1 | 260 | 0.065 | 335 | 260 | 260 | 0 | 0 | 82184.5173 | 68900 | 18.9057 | 5.643% | 100% | 0.065 | 0.25 | 87.5708 | 3.8255 | 87.5708 | 3.8255 | 66.25 | 4.0151
[34 empty] | 190 | 312 | 190 |  |  |  | 0.034 | 312 | 0.034 | 190 | 312 | 190 |  |  |  | 0.034 | 312 | 0.034 | 190 | 312 | 190 |  |  |  | 0.034 | 312 | 0.034 | [34 empty] | 336 | 322.294 | 1 | 260 | 0.065 | 336 | 260 | 260 | 0 | 0 | 82444.5173 | 68640 | 18.9057 | 5.627% | 100% | 0.065 | 0.25 | 87.8208 | 3.826 | 87.8208 | 3.826 | 66 | 4.0152
[34 empty] | 189 | 313 | 189 |  |  |  | 0.0339 | 313 | 0.0339 | 189 | 313 | 189 |  |  |  | 0.0339 | 313 | 0.0339 | 189 | 313 | 189 |  |  |  | 0.0339 | 313 | 0.0339 | [34 empty] | 337 | 322.658 | 1 | 260 | 0.065 | 337 | 260 | 260 | 0 | 0 | 82704.5173 | 68380 | 18.9057 | 5.61% | 100% | 0.065 | 0.25 | 88.0708 | 3.8265 | 88.0708 | 3.8265 | 65.75 | 4.0152
[34 empty] | 188 | 314 | 188 |  |  |  | 0.0338 | 314 | 0.0338 | 188 | 314 | 188 |  |  |  | 0.0338 | 314 | 0.0338 | 188 | 314 | 188 |  |  |  | 0.0338 | 314 | 0.0338 | [34 empty] | 338 | 323.0219 | 1 | 260 | 0.065 | 338 | 260 | 260 | 0 | 0 | 82964.5173 | 68120 | 18.9057 | 5.593% | 100% | 0.065 | 0.25 | 88.3208 | 3.827 | 88.3208 | 3.827 | 65.5 | 4.0153
[34 empty] | 187 | 315 | 187 |  |  |  | 0.0337 | 315 | 0.0337 | 187 | 315 | 187 |  |  |  | 0.0337 | 315 | 0.0337 | 187 | 315 | 187 |  |  |  | 0.0337 | 315 | 0.0337 | [34 empty] | 339 | 323.3859 | 1 | 260 | 0.065 | 339 | 260 | 260 | 0 | 0 | 83224.5173 | 67860 | 18.9057 | 5.577% | 100% | 0.065 | 0.25 | 88.5708 | 3.8274 | 88.5708 | 3.8274 | 65.25 | 4.0153
[34 empty] | 186 | 316 | 186 |  |  |  | 0.0336 | 316 | 0.0336 | 186 | 316 | 186 |  |  |  | 0.0336 | 316 | 0.0336 | 186 | 316 | 186 |  |  |  | 0.0336 | 316 | 0.0336 | [34 empty] | 340 | 323.7499 | 1 | 260 | 0.065 | 340 | 260 | 260 | 0 | 0 | 83484.5173 | 67600 | 18.9057 | 5.561% | 100% | 0.065 | 0.25 | 88.8208 | 3.8279 | 88.8208 | 3.8279 | 65 | 4.0154
[34 empty] | 185 | 317 | 185 |  |  |  | 0.0335 | 317 | 0.0335 | 185 | 317 | 185 |  |  |  | 0.0335 | 317 | 0.0335 | 185 | 317 | 185 |  |  |  | 0.0335 | 317 | 0.0335 | [34 empty] | 341 | 324.1138 | 1 | 260 | 0.065 | 341 | 260 | 260 | 0 | 0 | 83744.5173 | 67340 | 18.9057 | 5.544% | 100% | 0.065 | 0.25 | 89.0708 | 3.8284 | 89.0708 | 3.8284 | 64.75 | 4.0154
[34 empty] | 184 | 318 | 184 |  |  |  | 0.0334 | 318 | 0.0334 | 184 | 318 | 184 |  |  |  | 0.0334 | 318 | 0.0334 | 184 | 318 | 184 |  |  |  | 0.0334 | 318 | 0.0334 | [34 empty] | 342 | 324.4778 | 1 | 260 | 0.065 | 342 | 260 | 260 | 0 | 0 | 84004.5173 | 67080 | 18.9057 | 5.528% | 100% | 0.065 | 0.25 | 89.3208 | 3.8289 | 89.3208 | 3.8289 | 64.5 | 4.0155
[34 empty] | 183 | 319 | 183 |  |  |  | 0.0333 | 319 | 0.0333 | 183 | 319 | 183 |  |  |  | 0.0333 | 319 | 0.0333 | 183 | 319 | 183 |  |  |  | 0.0333 | 319 | 0.0333 | [34 empty] | 343 | 324.8418 | 1 | 260 | 0.065 | 343 | 260 | 260 | 0 | 0 | 84264.5173 | 66820 | 18.9057 | 5.512% | 100% | 0.065 | 0.25 | 89.5708 | 3.8294 | 89.5708 | 3.8294 | 64.25 | 4.0156
[34 empty] | 182 | 320 | 182 |  |  |  | 0.0332 | 320 | 0.0332 | 182 | 320 | 182 |  |  |  | 0.0332 | 320 | 0.0332 | 182 | 320 | 182 |  |  |  | 0.0332 | 320 | 0.0332 | [34 empty] | 344 | 325.2058 | 1 | 260 | 0.065 | 344 | 260 | 260 | 0 | 0 | 84524.5173 | 66560 | 18.9057 | 5.496% | 100% | 0.065 | 0.25 | 89.8208 | 3.8298 | 89.8208 | 3.8298 | 64 | 4.0156
[34 empty] | 181 | 321 | 181 |  |  |  | 0.0331 | 321 | 0.0331 | 181 | 321 | 181 |  |  |  | 0.0331 | 321 | 0.0331 | 181 | 321 | 181 |  |  |  | 0.0331 | 321 | 0.0331 | [34 empty] | 345 | 325.5697 | 1 | 260 | 0.065 | 345 | 260 | 260 | 0 | 0 | 84784.5173 | 66300 | 18.9057 | 5.48% | 100% | 0.065 | 0.25 | 90.0708 | 3.8303 | 90.0708 | 3.8303 | 63.75 | 4.0157
[34 empty] | 180 | 322 | 180 |  |  |  | 0.033 | 322 | 0.033 | 180 | 322 | 180 |  |  |  | 0.033 | 322 | 0.033 | 180 | 322 | 180 |  |  |  | 0.033 | 322 | 0.033 | [34 empty] | 346 | 325.9337 | 1 | 260 | 0.065 | 346 | 260 | 260 | 0 | 0 | 85044.5173 | 66040 | 18.9057 | 5.464% | 100% | 0.065 | 0.25 | 90.3208 | 3.8308 | 90.3208 | 3.8308 | 63.5 | 4.0157
[34 empty] | 179 | 323 | 179 |  |  |  | 0.0329 | 323 | 0.0329 | 179 | 323 | 179 |  |  |  | 0.0329 | 323 | 0.0329 | 179 | 323 | 179 |  |  |  | 0.0329 | 323 | 0.0329 | [34 empty] | 347 | 326.2977 | 1 | 260 | 0.065 | 347 | 260 | 260 | 0 | 0 | 85304.5173 | 65780 | 18.9057 | 5.448% | 100% | 0.065 | 0.25 | 90.5708 | 3.8313 | 90.5708 | 3.8313 | 63.25 | 4.0158
[34 empty] | 178 | 324 | 178 |  |  |  | 0.0328 | 324 | 0.0328 | 178 | 324 | 178 |  |  |  | 0.0328 | 324 | 0.0328 | 178 | 324 | 178 |  |  |  | 0.0328 | 324 | 0.0328 | [34 empty] | 348 | 326.6616 | 1 | 260 | 0.065 | 348 | 260 | 260 | 0 | 0 | 85564.5173 | 65520 | 18.9057 | 5.433% | 100% | 0.065 | 0.25 | 90.8208 | 3.8317 | 90.8208 | 3.8317 | 63 | 4.0159
[34 empty] | 177 | 325 | 177 |  |  |  | 0.0327 | 325 | 0.0327 | 177 | 325 | 177 |  |  |  | 0.0327 | 325 | 0.0327 | 177 | 325 | 177 |  |  |  | 0.0327 | 325 | 0.0327 | [34 empty] | 349 | 327.0256 | 1 | 260 | 0.065 | 349 | 260 | 260 | 0 | 0 | 85824.5173 | 65260 | 18.9057 | 5.417% | 100% | 0.065 | 0.25 | 91.0708 | 3.8322 | 91.0708 | 3.8322 | 62.75 | 4.0159
[34 empty] | 176 | 326 | 176 |  |  |  | 0.0326 | 326 | 0.0326 | 176 | 326 | 176 |  |  |  | 0.0326 | 326 | 0.0326 | 176 | 326 | 176 |  |  |  | 0.0326 | 326 | 0.0326 | [34 empty] | 350 | 327.3896 | 1 | 260 | 0.065 | 350 | 260 | 260 | 0 | 0 | 86084.5173 | 65000 | 18.9057 | 5.402% | 100% | 0.065 | 0.25 | 91.3208 | 3.8326 | 91.3208 | 3.8326 | 62.5 | 4.016
[34 empty] | 175 | 327 | 175 |  |  |  | 0.0325 | 327 | 0.0325 | 175 | 327 | 175 |  |  |  | 0.0325 | 327 | 0.0325 | 175 | 327 | 175 |  |  |  | 0.0325 | 327 | 0.0325 | [34 empty] | 351 | 327.7536 | 1 | 260 | 0.065 | 351 | 260 | 260 | 0 | 0 | 86344.5173 | 64740 | 18.9057 | 5.386% | 100% | 0.065 | 0.25 | 91.5708 | 3.8331 | 91.5708 | 3.8331 | 62.25 | 4.0161
[34 empty] | 174 | 328 | 174 |  |  |  | 0.0324 | 328 | 0.0324 | 174 | 328 | 174 |  |  |  | 0.0324 | 328 | 0.0324 | 174 | 328 | 174 |  |  |  | 0.0324 | 328 | 0.0324 | [34 empty] | 352 | 328.1175 | 1 | 260 | 0.065 | 352 | 260 | 260 | 0 | 0 | 86604.5173 | 64480 | 18.9057 | 5.371% | 100% | 0.065 | 0.25 | 91.8208 | 3.8336 | 91.8208 | 3.8336 | 62 | 4.0161
[34 empty] | 173 | 329 | 173 |  |  |  | 0.0323 | 329 | 0.0323 | 173 | 329 | 173 |  |  |  | 0.0323 | 329 | 0.0323 | 173 | 329 | 173 |  |  |  | 0.0323 | 329 | 0.0323 | [34 empty] | 353 | 328.4815 | 1 | 260 | 0.065 | 353 | 260 | 260 | 0 | 0 | 86864.5173 | 64220 | 18.9057 | 5.356% | 100% | 0.065 | 0.25 | 92.0708 | 3.834 | 92.0708 | 3.834 | 61.75 | 4.0162
[34 empty] | 172 | 330 | 172 |  |  |  | 0.0322 | 330 | 0.0322 | 172 | 330 | 172 |  |  |  | 0.0322 | 330 | 0.0322 | 172 | 330 | 172 |  |  |  | 0.0322 | 330 | 0.0322 | [34 empty] | 354 | 328.8455 | 1 | 260 | 0.065 | 354 | 260 | 260 | 0 | 0 | 87124.5173 | 63960 | 18.9057 | 5.341% | 100% | 0.065 | 0.25 | 92.3208 | 3.8345 | 92.3208 | 3.8345 | 61.5 | 4.0163
[34 empty] | 171 | 331 | 171 |  |  |  | 0.0321 | 331 | 0.0321 | 171 | 331 | 171 |  |  |  | 0.0321 | 331 | 0.0321 | 171 | 331 | 171 |  |  |  | 0.0321 | 331 | 0.0321 | [34 empty] | 355 | 329.2094 | 1 | 260 | 0.065 | 355 | 260 | 260 | 0 | 0 | 87384.5173 | 63700 | 18.9057 | 5.326% | 100% | 0.065 | 0.25 | 92.5708 | 3.8349 | 92.5708 | 3.8349 | 61.25 | 4.0163
[34 empty] | 170 | 332 | 170 |  |  |  | 0.032 | 332 | 0.032 | 170 | 332 | 170 |  |  |  | 0.032 | 332 | 0.032 | 170 | 332 | 170 |  |  |  | 0.032 | 332 | 0.032 | [34 empty] | 356 | 329.5734 | 1 | 260 | 0.065 | 356 | 260 | 260 | 0 | 0 | 87644.5173 | 63440 | 18.9057 | 5.311% | 100% | 0.065 | 0.25 | 92.8208 | 3.8353 | 92.8208 | 3.8353 | 61 | 4.0164
[34 empty] | 169 | 333 | 169 |  |  |  | 0.0319 | 333 | 0.0319 | 169 | 333 | 169 |  |  |  | 0.0319 | 333 | 0.0319 | 169 | 333 | 169 |  |  |  | 0.0319 | 333 | 0.0319 | [34 empty] | 357 | 329.9374 | 1 | 260 | 0.065 | 357 | 260 | 260 | 0 | 0 | 87904.5173 | 63180 | 18.9057 | 5.296% | 100% | 0.065 | 0.25 | 93.0708 | 3.8358 | 93.0708 | 3.8358 | 60.75 | 4.0165
[34 empty] | 168 | 334 | 168 |  |  |  | 0.0318 | 334 | 0.0318 | 168 | 334 | 168 |  |  |  | 0.0318 | 334 | 0.0318 | 168 | 334 | 168 |  |  |  | 0.0318 | 334 | 0.0318 | [34 empty] | 358 | 330.3013 | 1 | 260 | 0.065 | 358 | 260 | 260 | 0 | 0 | 88164.5173 | 62920 | 18.9057 | 5.281% | 100% | 0.065 | 0.25 | 93.3208 | 3.8362 | 93.3208 | 3.8362 | 60.5 | 4.0165
[34 empty] | 167 | 335 | 167 |  |  |  | 0.0317 | 335 | 0.0317 | 167 | 335 | 167 |  |  |  | 0.0317 | 335 | 0.0317 | 167 | 335 | 167 |  |  |  | 0.0317 | 335 | 0.0317 | [34 empty] | 359 | 330.6653 | 1 | 260 | 0.065 | 359 | 260 | 260 | 0 | 0 | 88424.5173 | 62660 | 18.9057 | 5.266% | 100% | 0.065 | 0.25 | 93.5708 | 3.8367 | 93.5708 | 3.8367 | 60.25 | 4.0166
[34 empty] | 166 | 336 | 166 |  |  |  | 0.0316 | 336 | 0.0316 | 166 | 336 | 166 |  |  |  | 0.0316 | 336 | 0.0316 | 166 | 336 | 166 |  |  |  | 0.0316 | 336 | 0.0316 | [34 empty] | 360 | 331.0293 | 1 | 260 | 0.065 | 360 | 260 | 260 | 0 | 0 | 88684.5173 | 62400 | 18.9057 | 5.252% | 100% | 0.065 | 0.25 | 93.8208 | 3.8371 | 93.8208 | 3.8371 | 60 | 4.0167
[34 empty] | 165 | 337 | 165 |  |  |  | 0.0315 | 337 | 0.0315 | 165 | 337 | 165 |  |  |  | 0.0315 | 337 | 0.0315 | 165 | 337 | 165 |  |  |  | 0.0315 | 337 | 0.0315 | [34 empty] | 361 | 331.3933 | 1 | 260 | 0.065 | 361 | 260 | 260 | 0 | 0 | 88944.5173 | 62140 | 18.9057 | 5.237% | 100% | 0.065 | 0.25 | 94.0708 | 3.8375 | 94.0708 | 3.8375 | 59.75 | 4.0167
[34 empty] | 164 | 338 | 164 |  |  |  | 0.0314 | 338 | 0.0314 | 164 | 338 | 164 |  |  |  | 0.0314 | 338 | 0.0314 | 164 | 338 | 164 |  |  |  | 0.0314 | 338 | 0.0314 | [34 empty] | 362 | 331.7572 | 1 | 260 | 0.065 | 362 | 260 | 260 | 0 | 0 | 89204.5173 | 61880 | 18.9057 | 5.223% | 100% | 0.065 | 0.25 | 94.3208 | 3.838 | 94.3208 | 3.838 | 59.5 | 4.0168
[34 empty] | 163 | 339 | 163 |  |  |  | 0.0313 | 339 | 0.0313 | 163 | 339 | 163 |  |  |  | 0.0313 | 339 | 0.0313 | 163 | 339 | 163 |  |  |  | 0.0313 | 339 | 0.0313 | [34 empty] | 363 | 332.1212 | 1 | 260 | 0.065 | 363 | 260 | 260 | 0 | 0 | 89464.5173 | 61620 | 18.9057 | 5.208% | 100% | 0.065 | 0.25 | 94.5708 | 3.8384 | 94.5708 | 3.8384 | 59.25 | 4.0169
[34 empty] | 162 | 340 | 162 |  |  |  | 0.0312 | 340 | 0.0312 | 162 | 340 | 162 |  |  |  | 0.0312 | 340 | 0.0312 | 162 | 340 | 162 |  |  |  | 0.0312 | 340 | 0.0312 | [34 empty] | 364 | 332.4852 | 1 | 260 | 0.065 | 364 | 260 | 260 | 0 | 0 | 89724.5173 | 61360 | 18.9057 | 5.194% | 100% | 0.065 | 0.25 | 94.8208 | 3.8388 | 94.8208 | 3.8388 | 59 | 4.0169
[34 empty] | 161 | 341 | 161 |  |  |  | 0.0311 | 341 | 0.0311 | 161 | 341 | 161 |  |  |  | 0.0311 | 341 | 0.0311 | 161 | 341 | 161 |  |  |  | 0.0311 | 341 | 0.0311 | [34 empty] | 365 | 332.8491 | 1 | 260 | 0.065 | 365 | 260 | 260 | 0 | 0 | 89984.5173 | 61100 | 18.9057 | 5.18% | 100% | 0.065 | 0.25 | 95.0708 | 3.8392 | 95.0708 | 3.8392 | 58.75 | 4.017
[34 empty] | 160 | 342 | 160 |  |  |  | 0.031 | 342 | 0.031 | 160 | 342 | 160 |  |  |  | 0.031 | 342 | 0.031 | 160 | 342 | 160 |  |  |  | 0.031 | 342 | 0.031 | [34 empty] | 366 | 333.2131 | 1 | 260 | 0.065 | 366 | 260 | 260 | 0 | 0 | 90244.5173 | 60840 | 18.9057 | 5.165% | 100% | 0.065 | 0.25 | 95.3208 | 3.8397 | 95.3208 | 3.8397 | 58.5 | 4.0171
[34 empty] | 159 | 343 | 159 |  |  |  | 0.0309 | 343 | 0.0309 | 159 | 343 | 159 |  |  |  | 0.0309 | 343 | 0.0309 | 159 | 343 | 159 |  |  |  | 0.0309 | 343 | 0.0309 | [34 empty] | 367 | 333.5771 | 1 | 260 | 0.065 | 367 | 260 | 260 | 0 | 0 | 90504.5173 | 60580 | 18.9057 | 5.151% | 100% | 0.065 | 0.25 | 95.5708 | 3.8401 | 95.5708 | 3.8401 | 58.25 | 4.0172
[34 empty] | 158 | 344 | 158 |  |  |  | 0.0308 | 344 | 0.0308 | 158 | 344 | 158 |  |  |  | 0.0308 | 344 | 0.0308 | 158 | 344 | 158 |  |  |  | 0.0308 | 344 | 0.0308 | [34 empty] | 368 | 333.941 | 1 | 260 | 0.065 | 368 | 260 | 260 | 0 | 0 | 90764.5173 | 60320 | 18.9057 | 5.137% | 100% | 0.065 | 0.25 | 95.8208 | 3.8405 | 95.8208 | 3.8405 | 58 | 4.0172
[34 empty] | 157 | 345 | 157 |  |  |  | 0.0307 | 345 | 0.0307 | 157 | 345 | 157 |  |  |  | 0.0307 | 345 | 0.0307 | 157 | 345 | 157 |  |  |  | 0.0307 | 345 | 0.0307 | [34 empty] | 369 | 334.305 | 1 | 260 | 0.065 | 369 | 260 | 260 | 0 | 0 | 91024.5173 | 60060 | 18.9057 | 5.123% | 100% | 0.065 | 0.25 | 96.0708 | 3.8409 | 96.0708 | 3.8409 | 57.75 | 4.0173
[34 empty] | 156 | 346 | 156 |  |  |  | 0.0306 | 346 | 0.0306 | 156 | 346 | 156 |  |  |  | 0.0306 | 346 | 0.0306 | 156 | 346 | 156 |  |  |  | 0.0306 | 346 | 0.0306 | [34 empty] | 370 | 334.669 | 1 | 260 | 0.065 | 370 | 260 | 260 | 0 | 0 | 91284.5173 | 59800 | 18.9057 | 5.11% | 100% | 0.065 | 0.25 | 96.3208 | 3.8413 | 96.3208 | 3.8413 | 57.5 | 4.0174
[34 empty] | 155 | 347 | 155 |  |  |  | 0.0305 | 347 | 0.0305 | 155 | 347 | 155 |  |  |  | 0.0305 | 347 | 0.0305 | 155 | 347 | 155 |  |  |  | 0.0305 | 347 | 0.0305 | [34 empty] | 371 | 335.033 | 1 | 260 | 0.065 | 371 | 260 | 260 | 0 | 0 | 91544.5173 | 59540 | 18.9057 | 5.096% | 100% | 0.065 | 0.25 | 96.5708 | 3.8417 | 96.5708 | 3.8417 | 57.25 | 4.0175
[34 empty] | 154 | 348 | 154 |  |  |  | 0.0304 | 348 | 0.0304 | 154 | 348 | 154 |  |  |  | 0.0304 | 348 | 0.0304 | 154 | 348 | 154 |  |  |  | 0.0304 | 348 | 0.0304 | [34 empty] | 372 | 335.3969 | 1 | 260 | 0.065 | 372 | 260 | 260 | 0 | 0 | 91804.5173 | 59280 | 18.9057 | 5.082% | 100% | 0.065 | 0.25 | 96.8208 | 3.8422 | 96.8208 | 3.8422 | 57 | 4.0175
[34 empty] | 153 | 349 | 153 |  |  |  | 0.0303 | 349 | 0.0303 | 153 | 349 | 153 |  |  |  | 0.0303 | 349 | 0.0303 | 153 | 349 | 153 |  |  |  | 0.0303 | 349 | 0.0303 | [34 empty] | 373 | 335.7609 | 1 | 260 | 0.065 | 373 | 260 | 260 | 0 | 0 | 92064.5173 | 59020 | 18.9057 | 5.069% | 100% | 0.065 | 0.25 | 97.0708 | 3.8426 | 97.0708 | 3.8426 | 56.75 | 4.0176
[34 empty] | 152 | 350 | 152 |  |  |  | 0.0302 | 350 | 0.0302 | 152 | 350 | 152 |  |  |  | 0.0302 | 350 | 0.0302 | 152 | 350 | 152 |  |  |  | 0.0302 | 350 | 0.0302 | [34 empty] | 374 | 336.1249 | 1 | 260 | 0.065 | 374 | 260 | 260 | 0 | 0 | 92324.5173 | 58760 | 18.9057 | 5.055% | 100% | 0.065 | 0.25 | 97.3208 | 3.843 | 97.3208 | 3.843 | 56.5 | 4.0177
[34 empty] | 151 | 351 | 151 |  |  |  | 0.0301 | 351 | 0.0301 | 151 | 351 | 151 |  |  |  | 0.0301 | 351 | 0.0301 | 151 | 351 | 151 |  |  |  | 0.0301 | 351 | 0.0301 | [34 empty] | 375 | 336.4888 | 1 | 260 | 0.065 | 375 | 260 | 260 | 0 | 0 | 92584.5173 | 58500 | 18.9057 | 5.042% | 100% | 0.065 | 0.25 | 97.5708 | 3.8434 | 97.5708 | 3.8434 | 56.25 | 4.0178
[34 empty] | 150 | 352 | 150 |  |  |  | 0.03 | 352 | 0.03 | 150 | 352 | 150 |  |  |  | 0.03 | 352 | 0.03 | 150 | 352 | 150 |  |  |  | 0.03 | 352 | 0.03 | [34 empty] | 376 | 336.8528 | 1 | 260 | 0.065 | 376 | 260 | 260 | 0 | 0 | 92844.5173 | 58240 | 18.9057 | 5.028% | 100% | 0.065 | 0.25 | 97.8208 | 3.8438 | 97.8208 | 3.8438 | 56 | 4.0179
[34 empty] | 149 | 353 | 149 |  |  |  | 0.0299 | 353 | 0.0299 | 149 | 353 | 149 |  |  |  | 0.0299 | 353 | 0.0299 | 149 | 353 | 149 |  |  |  | 0.0299 | 353 | 0.0299 | [34 empty] | 377 | 337.2168 | 1 | 260 | 0.065 | 377 | 260 | 260 | 0 | 0 | 93104.5173 | 57980 | 18.9057 | 5.015% | 100% | 0.065 | 0.25 | 98.0708 | 3.8442 | 98.0708 | 3.8442 | 55.75 | 4.0179
[34 empty] | 148 | 354 | 148 |  |  |  | 0.0298 | 354 | 0.0298 | 148 | 354 | 148 |  |  |  | 0.0298 | 354 | 0.0298 | 148 | 354 | 148 |  |  |  | 0.0298 | 354 | 0.0298 | [34 empty] | 378 | 337.5807 | 1 | 260 | 0.065 | 378 | 260 | 260 | 0 | 0 | 93364.5173 | 57720 | 18.9057 | 5.002% | 100% | 0.065 | 0.25 | 98.3208 | 3.8446 | 98.3208 | 3.8446 | 55.5 | 4.018
[34 empty] | 147 | 355 | 147 |  |  |  | 0.0297 | 355 | 0.0297 | 147 | 355 | 147 |  |  |  | 0.0297 | 355 | 0.0297 | 147 | 355 | 147 |  |  |  | 0.0297 | 355 | 0.0297 | [34 empty] | 379 | 337.9447 | 1 | 260 | 0.065 | 379 | 260 | 260 | 0 | 0 | 93624.5173 | 57460 | 18.9057 | 4.988% | 100% | 0.065 | 0.25 | 98.5708 | 3.845 | 98.5708 | 3.845 | 55.25 | 4.0181
[34 empty] | 146 | 356 | 146 |  |  |  | 0.0296 | 356 | 0.0296 | 146 | 356 | 146 |  |  |  | 0.0296 | 356 | 0.0296 | 146 | 356 | 146 |  |  |  | 0.0296 | 356 | 0.0296 | [34 empty] | 380 | 338.3087 | 1 | 260 | 0.065 | 380 | 260 | 260 | 0 | 0 | 93884.5173 | 57200 | 18.9057 | 4.975% | 100% | 0.065 | 0.25 | 98.8208 | 3.8453 | 98.8208 | 3.8453 | 55 | 4.0182
[34 empty] | 145 | 357 | 145 |  |  |  | 0.0295 | 357 | 0.0295 | 145 | 357 | 145 |  |  |  | 0.0295 | 357 | 0.0295 | 145 | 357 | 145 |  |  |  | 0.0295 | 357 | 0.0295 | [34 empty] | 381 | 338.6727 | 1 | 260 | 0.065 | 381 | 260 | 260 | 0 | 0 | 94144.5173 | 56940 | 18.9057 | 4.962% | 100% | 0.065 | 0.25 | 99.0708 | 3.8457 | 99.0708 | 3.8457 | 54.75 | 4.0183
[34 empty] | 144 | 358 | 144 |  |  |  | 0.0294 | 358 | 0.0294 | 144 | 358 | 144 |  |  |  | 0.0294 | 358 | 0.0294 | 144 | 358 | 144 |  |  |  | 0.0294 | 358 | 0.0294 | [34 empty] | 382 | 339.0366 | 1 | 260 | 0.065 | 382 | 260 | 260 | 0 | 0 | 94404.5173 | 56680 | 18.9057 | 4.949% | 100% | 0.065 | 0.25 | 99.3208 | 3.8461 | 99.3208 | 3.8461 | 54.5 | 4.0183
[34 empty] | 143 | 359 | 143 |  |  |  | 0.0293 | 359 | 0.0293 | 143 | 359 | 143 |  |  |  | 0.0293 | 359 | 0.0293 | 143 | 359 | 143 |  |  |  | 0.0293 | 359 | 0.0293 | [34 empty] | 383 | 339.4006 | 1 | 260 | 0.065 | 383 | 260 | 260 | 0 | 0 | 94664.5173 | 56420 | 18.9057 | 4.936% | 100% | 0.065 | 0.25 | 99.5708 | 3.8465 | 99.5708 | 3.8465 | 54.25 | 4.0184
[34 empty] | 142 | 360 | 142 |  |  |  | 0.0292 | 360 | 0.0292 | 142 | 360 | 142 |  |  |  | 0.0292 | 360 | 0.0292 | 142 | 360 | 142 |  |  |  | 0.0292 | 360 | 0.0292 | [34 empty] | 384 | 339.7646 | 1 | 260 | 0.065 | 384 | 260 | 260 | 0 | 0 | 94924.5173 | 56160 | 18.9057 | 4.923% | 100% | 0.065 | 0.25 | 99.8208 | 3.8469 | 99.8208 | 3.8469 | 54 | 4.0185
[34 empty] | 141 | 361 | 141 |  |  |  | 0.0291 | 361 | 0.0291 | 141 | 361 | 141 |  |  |  | 0.0291 | 361 | 0.0291 | 141 | 361 | 141 |  |  |  | 0.0291 | 361 | 0.0291 | [34 empty] | 385 | 340.1285 | 1 | 260 | 0.065 | 385 | 260 | 260 | 0 | 0 | 95184.5173 | 55900 | 18.9057 | 4.911% | 100% | 0.065 | 0.25 | 100.0708 | 3.8473 | 100.0708 | 3.8473 | 53.75 | 4.0186
[34 empty] | 140 | 362 | 140 |  |  |  | 0.029 | 362 | 0.029 | 140 | 362 | 140 |  |  |  | 0.029 | 362 | 0.029 | 140 | 362 | 140 |  |  |  | 0.029 | 362 | 0.029 | [34 empty] | 386 | 340.4925 | 1 | 260 | 0.065 | 386 | 260 | 260 | 0 | 0 | 95444.5173 | 55640 | 18.9057 | 4.898% | 100% | 0.065 | 0.25 | 100.3208 | 3.8477 | 100.3208 | 3.8477 | 53.5 | 4.0187
[34 empty] | 139 | 363 | 139 |  |  |  | 0.0289 | 363 | 0.0289 | 139 | 363 | 139 |  |  |  | 0.0289 | 363 | 0.0289 | 139 | 363 | 139 |  |  |  | 0.0289 | 363 | 0.0289 | [34 empty] | 387 | 340.8565 | 1 | 260 | 0.065 | 387 | 260 | 260 | 0 | 0 | 95704.5173 | 55380 | 18.9057 | 4.885% | 100% | 0.065 | 0.25 | 100.5708 | 3.848 | 100.5708 | 3.848 | 53.25 | 4.0188
[34 empty] | 138 | 364 | 138 |  |  |  | 0.0288 | 364 | 0.0288 | 138 | 364 | 138 |  |  |  | 0.0288 | 364 | 0.0288 | 138 | 364 | 138 |  |  |  | 0.0288 | 364 | 0.0288 | [34 empty] | 388 | 341.2205 | 1 | 260 | 0.065 | 388 | 260 | 260 | 0 | 0 | 95964.5173 | 55120 | 18.9057 | 4.873% | 100% | 0.065 | 0.25 | 100.8208 | 3.8484 | 100.8208 | 3.8484 | 53 | 4.0189
[34 empty] | 137 | 365 | 137 |  |  |  | 0.0287 | 365 | 0.0287 | 137 | 365 | 137 |  |  |  | 0.0287 | 365 | 0.0287 | 137 | 365 | 137 |  |  |  | 0.0287 | 365 | 0.0287 | [34 empty] | 389 | 341.5844 | 1 | 260 | 0.065 | 389 | 260 | 260 | 0 | 0 | 96224.5173 | 54860 | 18.9057 | 4.86% | 100% | 0.065 | 0.25 | 101.0708 | 3.8488 | 101.0708 | 3.8488 | 52.75 | 4.019
[34 empty] | 136 | 366 | 136 |  |  |  | 0.0286 | 366 | 0.0286 | 136 | 366 | 136 |  |  |  | 0.0286 | 366 | 0.0286 | 136 | 366 | 136 |  |  |  | 0.0286 | 366 | 0.0286 | [34 empty] | 390 | 341.9484 | 1 | 260 | 0.065 | 390 | 260 | 260 | 0 | 0 | 96484.5173 | 54600 | 18.9057 | 4.848% | 100% | 0.065 | 0.25 | 101.3208 | 3.8492 | 101.3208 | 3.8492 | 52.5 | 4.019
[34 empty] | 135 | 367 | 135 |  |  |  | 0.0285 | 367 | 0.0285 | 135 | 367 | 135 |  |  |  | 0.0285 | 367 | 0.0285 | 135 | 367 | 135 |  |  |  | 0.0285 | 367 | 0.0285 | [34 empty] | 391 | 342.3124 | 1 | 260 | 0.065 | 391 | 260 | 260 | 0 | 0 | 96744.5173 | 54340 | 18.9057 | 4.835% | 100% | 0.065 | 0.25 | 101.5708 | 3.8495 | 101.5708 | 3.8495 | 52.25 | 4.0191
[34 empty] | 134 | 368 | 134 |  |  |  | 0.0284 | 368 | 0.0284 | 134 | 368 | 134 |  |  |  | 0.0284 | 368 | 0.0284 | 134 | 368 | 134 |  |  |  | 0.0284 | 368 | 0.0284 | [34 empty] | 392 | 342.6763 | 1 | 260 | 0.065 | 392 | 260 | 260 | 0 | 0 | 97004.5173 | 54080 | 18.9057 | 4.823% | 100% | 0.065 | 0.25 | 101.8208 | 3.8499 | 101.8208 | 3.8499 | 52 | 4.0192
[34 empty] | 133 | 369 | 133 |  |  |  | 0.0283 | 369 | 0.0283 | 133 | 369 | 133 |  |  |  | 0.0283 | 369 | 0.0283 | 133 | 369 | 133 |  |  |  | 0.0283 | 369 | 0.0283 | [34 empty] | 393 | 343.0403 | 1 | 260 | 0.065 | 393 | 260 | 260 | 0 | 0 | 97264.5173 | 53820 | 18.9057 | 4.811% | 100% | 0.065 | 0.25 | 102.0708 | 3.8503 | 102.0708 | 3.8503 | 51.75 | 4.0193
[34 empty] | 132 | 370 | 132 |  |  |  | 0.0282 | 370 | 0.0282 | 132 | 370 | 132 |  |  |  | 0.0282 | 370 | 0.0282 | 132 | 370 | 132 |  |  |  | 0.0282 | 370 | 0.0282 | [34 empty] | 394 | 343.4043 | 1 | 260 | 0.065 | 394 | 260 | 260 | 0 | 0 | 97524.5173 | 53560 | 18.9057 | 4.798% | 100% | 0.065 | 0.25 | 102.3208 | 3.8506 | 102.3208 | 3.8506 | 51.5 | 4.0194
[34 empty] | 131 | 371 | 131 |  |  |  | 0.0281 | 371 | 0.0281 | 131 | 371 | 131 |  |  |  | 0.0281 | 371 | 0.0281 | 131 | 371 | 131 |  |  |  | 0.0281 | 371 | 0.0281 | [34 empty] | 395 | 343.7682 | 1 | 260 | 0.065 | 395 | 260 | 260 | 0 | 0 | 97784.5173 | 53300 | 18.9057 | 4.786% | 100% | 0.065 | 0.25 | 102.5708 | 3.851 | 102.5708 | 3.851 | 51.25 | 4.0195
[34 empty] | 130 | 372 | 130 |  |  |  | 0.028 | 372 | 0.028 | 130 | 372 | 130 |  |  |  | 0.028 | 372 | 0.028 | 130 | 372 | 130 |  |  |  | 0.028 | 372 | 0.028 | [34 empty] | 396 | 344.1322 | 1 | 260 | 0.065 | 396 | 260 | 260 | 0 | 0 | 98044.5173 | 53040 | 18.9057 | 4.774% | 100% | 0.065 | 0.25 | 102.8208 | 3.8514 | 102.8208 | 3.8514 | 51 | 4.0196
[34 empty] | 129 | 373 | 129 |  |  |  | 0.0279 | 373 | 0.0279 | 129 | 373 | 129 |  |  |  | 0.0279 | 373 | 0.0279 | 129 | 373 | 129 |  |  |  | 0.0279 | 373 | 0.0279 | [34 empty] | 397 | 344.4962 | 1 | 260 | 0.065 | 397 | 260 | 260 | 0 | 0 | 98304.5173 | 52780 | 18.9057 | 4.762% | 100% | 0.065 | 0.25 | 103.0708 | 3.8517 | 103.0708 | 3.8517 | 50.75 | 4.0197
[34 empty] | 128 | 374 | 128 |  |  |  | 0.0278 | 374 | 0.0278 | 128 | 374 | 128 |  |  |  | 0.0278 | 374 | 0.0278 | 128 | 374 | 128 |  |  |  | 0.0278 | 374 | 0.0278 | [34 empty] | 398 | 344.8602 | 1 | 260 | 0.065 | 398 | 260 | 260 | 0 | 0 | 98564.5173 | 52520 | 18.9057 | 4.75% | 100% | 0.065 | 0.25 | 103.3208 | 3.8521 | 103.3208 | 3.8521 | 50.5 | 4.0198
[34 empty] | 127 | 375 | 127 |  |  |  | 0.0277 | 375 | 0.0277 | 127 | 375 | 127 |  |  |  | 0.0277 | 375 | 0.0277 | 127 | 375 | 127 |  |  |  | 0.0277 | 375 | 0.0277 | [34 empty] | 399 | 345.2241 | 1 | 260 | 0.065 | 399 | 260 | 260 | 0 | 0 | 98824.5173 | 52260 | 18.9057 | 4.738% | 100% | 0.065 | 0.25 | 103.5708 | 3.8524 | 103.5708 | 3.8524 | 50.25 | 4.0199
[34 empty] | 126 | 376 | 126 |  |  |  | 0.0276 | 376 | 0.0276 | 126 | 376 | 126 |  |  |  | 0.0276 | 376 | 0.0276 | 126 | 376 | 126 |  |  |  | 0.0276 | 376 | 0.0276 | [34 empty] | 400 | 345.5881 | 1 | 260 | 0.065 | 400 | 260 | 260 | 0 | 0 | 99084.5173 | 52000 | 18.9057 | 4.726% | 100% | 0.065 | 0.25 | 103.8208 | 3.8528 | 103.8208 | 3.8528 | 50 | 4.02
[34 empty] | 125 | 377 | 125 |  |  |  | 0.0275 | 377 | 0.0275 | 125 | 377 | 125 |  |  |  | 0.0275 | 377 | 0.0275 | 125 | 377 | 125 |  |  |  | 0.0275 | 377 | 0.0275 | [34 empty] | 401 | 345.9521 | 1 | 260 | 0.065 | 401 | 260 | 260 | 0 | 0 | 99344.5173 | 51740 | 18.9057 | 4.715% | 100% | 0.065 | 0.25 | 104.0708 | 3.8531 | 104.0708 | 3.8531 | 49.75 | 4.0201
[34 empty] | 124 | 378 | 124 |  |  |  | 0.0274 | 378 | 0.0274 | 124 | 378 | 124 |  |  |  | 0.0274 | 378 | 0.0274 | 124 | 378 | 124 |  |  |  | 0.0274 | 378 | 0.0274 | [34 empty] | 402 | 346.316 | 1 | 260 | 0.065 | 402 | 260 | 260 | 0 | 0 | 99604.5173 | 51480 | 18.9057 | 4.703% | 100% | 0.065 | 0.25 | 104.3208 | 3.8535 | 104.3208 | 3.8535 | 49.5 | 4.0202
[34 empty] | 123 | 379 | 123 |  |  |  | 0.0273 | 379 | 0.0273 | 123 | 379 | 123 |  |  |  | 0.0273 | 379 | 0.0273 | 123 | 379 | 123 |  |  |  | 0.0273 | 379 | 0.0273 | [34 empty] | 403 | 346.68 | 1 | 260 | 0.065 | 403 | 260 | 260 | 0 | 0 | 99864.5173 | 51220 | 18.9057 | 4.691% | 100% | 0.065 | 0.25 | 104.5708 | 3.8538 | 104.5708 | 3.8538 | 49.25 | 4.0203
[34 empty] | 122 | 380 | 122 |  |  |  | 0.0272 | 380 | 0.0272 | 122 | 380 | 122 |  |  |  | 0.0272 | 380 | 0.0272 | 122 | 380 | 122 |  |  |  | 0.0272 | 380 | 0.0272 | [34 empty] | 404 | 347.044 | 1 | 260 | 0.065 | 404 | 260 | 260 | 0 | 0 | 100124.5173 | 50960 | 18.9057 | 4.68% | 100% | 0.065 | 0.25 | 104.8208 | 3.8542 | 104.8208 | 3.8542 | 49 | 4.0204
[34 empty] | 121 | 381 | 121 |  |  |  | 0.0271 | 381 | 0.0271 | 121 | 381 | 121 |  |  |  | 0.0271 | 381 | 0.0271 | 121 | 381 | 121 |  |  |  | 0.0271 | 381 | 0.0271 | [34 empty] | 405 | 347.4079 | 1 | 260 | 0.065 | 405 | 260 | 260 | 0 | 0 | 100384.5173 | 50700 | 18.9057 | 4.668% | 100% | 0.065 | 0.25 | 105.0708 | 3.8545 | 105.0708 | 3.8545 | 48.75 | 4.0205
[34 empty] | 120 | 382 | 120 |  |  |  | 0.027 | 382 | 0.027 | 120 | 382 | 120 |  |  |  | 0.027 | 382 | 0.027 | 120 | 382 | 120 |  |  |  | 0.027 | 382 | 0.027 | [34 empty] | 406 | 347.7719 | 1 | 260 | 0.065 | 406 | 260 | 260 | 0 | 0 | 100644.5173 | 50440 | 18.9057 | 4.657% | 100% | 0.065 | 0.25 | 105.3208 | 3.8549 | 105.3208 | 3.8549 | 48.5 | 4.0206
[34 empty] | 119 | 383 | 119 |  |  |  | 0.0269 | 383 | 0.0269 | 119 | 383 | 119 |  |  |  | 0.0269 | 383 | 0.0269 | 119 | 383 | 119 |  |  |  | 0.0269 | 383 | 0.0269 | [34 empty] | 407 | 348.1359 | 1 | 260 | 0.065 | 407 | 260 | 260 | 0 | 0 | 100904.5173 | 50180 | 18.9057 | 4.645% | 100% | 0.065 | 0.25 | 105.5708 | 3.8552 | 105.5708 | 3.8552 | 48.25 | 4.0207
[34 empty] | 118 | 384 | 118 |  |  |  | 0.0268 | 384 | 0.0268 | 118 | 384 | 118 |  |  |  | 0.0268 | 384 | 0.0268 | 118 | 384 | 118 |  |  |  | 0.0268 | 384 | 0.0268 | [34 empty] | 408 | 348.4999 | 1 | 260 | 0.065 | 408 | 260 | 260 | 0 | 0 | 101164.5173 | 49920 | 18.9057 | 4.634% | 100% | 0.065 | 0.25 | 105.8208 | 3.8556 | 105.8208 | 3.8556 | 48 | 4.0208
[34 empty] | 117 | 385 | 117 |  |  |  | 0.0267 | 385 | 0.0267 | 117 | 385 | 117 |  |  |  | 0.0267 | 385 | 0.0267 | 117 | 385 | 117 |  |  |  | 0.0267 | 385 | 0.0267 | [34 empty] | 409 | 348.8638 | 1 | 260 | 0.065 | 409 | 260 | 260 | 0 | 0 | 101424.5173 | 49660 | 18.9057 | 4.622% | 100% | 0.065 | 0.25 | 106.0708 | 3.8559 | 106.0708 | 3.8559 | 47.75 | 4.0209
[34 empty] | 116 | 386 | 116 |  |  |  | 0.0266 | 386 | 0.0266 | 116 | 386 | 116 |  |  |  | 0.0266 | 386 | 0.0266 | 116 | 386 | 116 |  |  |  | 0.0266 | 386 | 0.0266 | [34 empty] | 410 | 349.2278 | 1 | 260 | 0.065 | 410 | 260 | 260 | 0 | 0 | 101684.5173 | 49400 | 18.9057 | 4.611% | 100% | 0.065 | 0.25 | 106.3208 | 3.8563 | 106.3208 | 3.8563 | 47.5 | 4.0211
[34 empty] | 115 | 387 | 115 |  |  |  | 0.0265 | 387 | 0.0265 | 115 | 387 | 115 |  |  |  | 0.0265 | 387 | 0.0265 | 115 | 387 | 115 |  |  |  | 0.0265 | 387 | 0.0265 | [34 empty] | 411 | 349.5918 | 1 | 260 | 0.065 | 411 | 260 | 260 | 0 | 0 | 101944.5173 | 49140 | 18.9057 | 4.6% | 100% | 0.065 | 0.25 | 106.5708 | 3.8566 | 106.5708 | 3.8566 | 47.25 | 4.0212
[34 empty] | 114 | 388 | 114 |  |  |  | 0.0264 | 388 | 0.0264 | 114 | 388 | 114 |  |  |  | 0.0264 | 388 | 0.0264 | 114 | 388 | 114 |  |  |  | 0.0264 | 388 | 0.0264 | [34 empty] | 412 | 349.9557 | 1 | 260 | 0.065 | 412 | 260 | 260 | 0 | 0 | 102204.5173 | 48880 | 18.9057 | 4.589% | 100% | 0.065 | 0.25 | 106.8208 | 3.8569 | 106.8208 | 3.8569 | 47 | 4.0213
[34 empty] | 113 | 389 | 113 |  |  |  | 0.0263 | 389 | 0.0263 | 113 | 389 | 113 |  |  |  | 0.0263 | 389 | 0.0263 | 113 | 389 | 113 |  |  |  | 0.0263 | 389 | 0.0263 | [34 empty] | 413 | 350.3197 | 1 | 260 | 0.065 | 413 | 260 | 260 | 0 | 0 | 102464.5173 | 48620 | 18.9057 | 4.578% | 100% | 0.065 | 0.25 | 107.0708 | 3.8573 | 107.0708 | 3.8573 | 46.75 | 4.0214
[34 empty] | 112 | 390 | 112 |  |  |  | 0.0262 | 390 | 0.0262 | 112 | 390 | 112 |  |  |  | 0.0262 | 390 | 0.0262 | 112 | 390 | 112 |  |  |  | 0.0262 | 390 | 0.0262 | [34 empty] | 414 | 350.6837 | 1 | 260 | 0.065 | 414 | 260 | 260 | 0 | 0 | 102724.5173 | 48360 | 18.9057 | 4.567% | 100% | 0.065 | 0.25 | 107.3208 | 3.8576 | 107.3208 | 3.8576 | 46.5 | 4.0215
[34 empty] | 111 | 391 | 111 |  |  |  | 0.0261 | 391 | 0.0261 | 111 | 391 | 111 |  |  |  | 0.0261 | 391 | 0.0261 | 111 | 391 | 111 |  |  |  | 0.0261 | 391 | 0.0261 | [34 empty] | 415 | 351.0476 | 1 | 260 | 0.065 | 415 | 260 | 260 | 0 | 0 | 102984.5173 | 48100 | 18.9057 | 4.556% | 100% | 0.065 | 0.25 | 107.5708 | 3.8579 | 107.5708 | 3.8579 | 46.25 | 4.0216
[34 empty] | 110 | 392 | 110 |  |  |  | 0.026 | 392 | 0.026 | 110 | 392 | 110 |  |  |  | 0.026 | 392 | 0.026 | 110 | 392 | 110 |  |  |  | 0.026 | 392 | 0.026 | [34 empty] | 416 | 351.4116 | 1 | 260 | 0.065 | 416 | 260 | 260 | 0 | 0 | 103244.5173 | 47840 | 18.9057 | 4.545% | 100% | 0.065 | 0.25 | 107.8208 | 3.8583 | 107.8208 | 3.8583 | 46 | 4.0217
[34 empty] | 109 | 393 | 109 |  |  |  | 0.0259 | 393 | 0.0259 | 109 | 393 | 109 |  |  |  | 0.0259 | 393 | 0.0259 | 109 | 393 | 109 |  |  |  | 0.0259 | 393 | 0.0259 | [34 empty] | 417 | 351.7756 | 1 | 260 | 0.065 | 417 | 260 | 260 | 0 | 0 | 103504.5173 | 47580 | 18.9057 | 4.534% | 100% | 0.065 | 0.25 | 108.0708 | 3.8586 | 108.0708 | 3.8586 | 45.75 | 4.0219
[34 empty] | 108 | 394 | 108 |  |  |  | 0.0258 | 394 | 0.0258 | 108 | 394 | 108 |  |  |  | 0.0258 | 394 | 0.0258 | 108 | 394 | 108 |  |  |  | 0.0258 | 394 | 0.0258 | [34 empty] | 418 | 352.1396 | 1 | 260 | 0.065 | 418 | 260 | 260 | 0 | 0 | 103764.5173 | 47320 | 18.9057 | 4.523% | 100% | 0.065 | 0.25 | 108.3208 | 3.8589 | 108.3208 | 3.8589 | 45.5 | 4.022
[34 empty] | 107 | 395 | 107 |  |  |  | 0.0257 | 395 | 0.0257 | 107 | 395 | 107 |  |  |  | 0.0257 | 395 | 0.0257 | 107 | 395 | 107 |  |  |  | 0.0257 | 395 | 0.0257 | [34 empty] | 419 | 352.5035 | 1 | 260 | 0.065 | 419 | 260 | 260 | 0 | 0 | 104024.5173 | 47060 | 18.9057 | 4.512% | 100% | 0.065 | 0.25 | 108.5708 | 3.8592 | 108.5708 | 3.8592 | 45.25 | 4.0221
[34 empty] | 106 | 396 | 106 |  |  |  | 0.0256 | 396 | 0.0256 | 106 | 396 | 106 |  |  |  | 0.0256 | 396 | 0.0256 | 106 | 396 | 106 |  |  |  | 0.0256 | 396 | 0.0256 | [34 empty] | 420 | 352.8675 | 1 | 260 | 0.065 | 420 | 260 | 260 | 0 | 0 | 104284.5173 | 46800 | 18.9057 | 4.501% | 100% | 0.065 | 0.25 | 108.8208 | 3.8596 | 108.8208 | 3.8596 | 45 | 4.0222
[34 empty] | 105 | 397 | 105 |  |  |  | 0.0255 | 397 | 0.0255 | 105 | 397 | 105 |  |  |  | 0.0255 | 397 | 0.0255 | 105 | 397 | 105 |  |  |  | 0.0255 | 397 | 0.0255 | [34 empty] | 421 | 353.2315 | 1 | 260 | 0.065 | 421 | 260 | 260 | 0 | 0 | 104544.5173 | 46540 | 18.9057 | 4.491% | 100% | 0.065 | 0.25 | 109.0708 | 3.8599 | 109.0708 | 3.8599 | 44.75 | 4.0223
[34 empty] | 104 | 398 | 104 |  |  |  | 0.0254 | 398 | 0.0254 | 104 | 398 | 104 |  |  |  | 0.0254 | 398 | 0.0254 | 104 | 398 | 104 |  |  |  | 0.0254 | 398 | 0.0254 | [34 empty] | 422 | 353.5954 | 1 | 260 | 0.065 | 422 | 260 | 260 | 0 | 0 | 104804.5173 | 46280 | 18.9057 | 4.48% | 100% | 0.065 | 0.25 | 109.3208 | 3.8602 | 109.3208 | 3.8602 | 44.5 | 4.0225
[34 empty] | 103 | 399 | 103 |  |  |  | 0.0253 | 399 | 0.0253 | 103 | 399 | 103 |  |  |  | 0.0253 | 399 | 0.0253 | 103 | 399 | 103 |  |  |  | 0.0253 | 399 | 0.0253 | [34 empty] | 423 | 353.9594 | 1 | 260 | 0.065 | 423 | 260 | 260 | 0 | 0 | 105064.5173 | 46020 | 18.9057 | 4.469% | 100% | 0.065 | 0.25 | 109.5708 | 3.8605 | 109.5708 | 3.8605 | 44.25 | 4.0226
[34 empty] | 102 | 400 | 102 |  |  |  | 0.0252 | 400 | 0.0252 | 102 | 400 | 102 |  |  |  | 0.0252 | 400 | 0.0252 | 102 | 400 | 102 |  |  |  | 0.0252 | 400 | 0.0252 | [34 empty] | 424 | 354.3234 | 1 | 260 | 0.065 | 424 | 260 | 260 | 0 | 0 | 105324.5173 | 45760 | 18.9057 | 4.459% | 100% | 0.065 | 0.25 | 109.8208 | 3.8608 | 109.8208 | 3.8608 | 44 | 4.0227
[34 empty] | 101 | 401 | 101 |  |  |  | 0.0251 | 401 | 0.0251 | 101 | 401 | 101 |  |  |  | 0.0251 | 401 | 0.0251 | 101 | 401 | 101 |  |  |  | 0.0251 | 401 | 0.0251 | [34 empty] | 425 | 354.6873 | 1 | 260 | 0.065 | 425 | 260 | 260 | 0 | 0 | 105584.5173 | 45500 | 18.9057 | 4.448% | 100% | 0.065 | 0.25 | 110.0708 | 3.8612 | 110.0708 | 3.8612 | 43.75 | 4.0229
[34 empty] | 100 | 402 | 100 |  |  |  | 0.025 | 402 | 0.025 | 100 | 402 | 100 |  |  |  | 0.025 | 402 | 0.025 | 100 | 402 | 100 |  |  |  | 0.025 | 402 | 0.025 | [34 empty] | 426 | 355.0513 | 1 | 260 | 0.065 | 426 | 260 | 260 | 0 | 0 | 105844.5173 | 45240 | 18.9057 | 4.438% | 100% | 0.065 | 0.25 | 110.3208 | 3.8615 | 110.3208 | 3.8615 | 43.5 | 4.023
[34 empty] | 99 | 403 | 99 |  |  |  | 0.0249 | 403 | 0.0249 | 99 | 403 | 99 |  |  |  | 0.0249 | 403 | 0.0249 | 99 | 403 | 99 |  |  |  | 0.0249 | 403 | 0.0249 | [34 empty] | 427 | 355.4153 | 1 | 260 | 0.065 | 427 | 260 | 260 | 0 | 0 | 106104.5173 | 44980 | 18.9057 | 4.428% | 100% | 0.065 | 0.25 | 110.5708 | 3.8618 | 110.5708 | 3.8618 | 43.25 | 4.0231
[34 empty] | 98 | 404 | 98 |  |  |  | 0.0248 | 404 | 0.0248 | 98 | 404 | 98 |  |  |  | 0.0248 | 404 | 0.0248 | 98 | 404 | 98 |  |  |  | 0.0248 | 404 | 0.0248 | [34 empty] | 428 | 355.7793 | 1 | 260 | 0.065 | 428 | 260 | 260 | 0 | 0 | 106364.5173 | 44720 | 18.9057 | 4.417% | 100% | 0.065 | 0.25 | 110.8208 | 3.8621 | 110.8208 | 3.8621 | 43 | 4.0233
[34 empty] | 97 | 405 | 97 |  |  |  | 0.0247 | 405 | 0.0247 | 97 | 405 | 97 |  |  |  | 0.0247 | 405 | 0.0247 | 97 | 405 | 97 |  |  |  | 0.0247 | 405 | 0.0247 | [34 empty] | 429 | 356.1432 | 1 | 260 | 0.065 | 429 | 260 | 260 | 0 | 0 | 106624.5173 | 44460 | 18.9057 | 4.407% | 100% | 0.065 | 0.25 | 111.0708 | 3.8624 | 111.0708 | 3.8624 | 42.75 | 4.0234
[34 empty] | 96 | 406 | 96 |  |  |  | 0.0246 | 406 | 0.0246 | 96 | 406 | 96 |  |  |  | 0.0246 | 406 | 0.0246 | 96 | 406 | 96 |  |  |  | 0.0246 | 406 | 0.0246 | [34 empty] | 430 | 356.5072 | 1 | 260 | 0.065 | 430 | 260 | 260 | 0 | 0 | 106884.5173 | 44200 | 18.9057 | 4.397% | 100% | 0.065 | 0.25 | 111.3208 | 3.8627 | 111.3208 | 3.8627 | 42.5 | 4.0235
[34 empty] | 95 | 407 | 95 |  |  |  | 0.0245 | 407 | 0.0245 | 95 | 407 | 95 |  |  |  | 0.0245 | 407 | 0.0245 | 95 | 407 | 95 |  |  |  | 0.0245 | 407 | 0.0245 | [34 empty] | 431 | 356.8712 | 1 | 260 | 0.065 | 431 | 260 | 260 | 0 | 0 | 107144.5173 | 43940 | 18.9057 | 4.386% | 100% | 0.065 | 0.25 | 111.5708 | 3.863 | 111.5708 | 3.863 | 42.25 | 4.0237
[34 empty] | 94 | 408 | 94 |  |  |  | 0.0244 | 408 | 0.0244 | 94 | 408 | 94 |  |  |  | 0.0244 | 408 | 0.0244 | 94 | 408 | 94 |  |  |  | 0.0244 | 408 | 0.0244 | [34 empty] | 432 | 357.2351 | 1 | 260 | 0.065 | 432 | 260 | 260 | 0 | 0 | 107404.5173 | 43680 | 18.9057 | 4.376% | 100% | 0.065 | 0.25 | 111.8208 | 3.8633 | 111.8208 | 3.8633 | 42 | 4.0238
[34 empty] | 93 | 409 | 93 |  |  |  | 0.0243 | 409 | 0.0243 | 93 | 409 | 93 |  |  |  | 0.0243 | 409 | 0.0243 | 93 | 409 | 93 |  |  |  | 0.0243 | 409 | 0.0243 | [34 empty] | 433 | 357.5991 | 1 | 260 | 0.065 | 433 | 260 | 260 | 0 | 0 | 107664.5173 | 43420 | 18.9057 | 4.366% | 100% | 0.065 | 0.25 | 112.0708 | 3.8636 | 112.0708 | 3.8636 | 41.75 | 4.024
[34 empty] | 92 | 410 | 92 |  |  |  | 0.0242 | 410 | 0.0242 | 92 | 410 | 92 |  |  |  | 0.0242 | 410 | 0.0242 | 92 | 410 | 92 |  |  |  | 0.0242 | 410 | 0.0242 | [34 empty] | 434 | 357.9631 | 1 | 260 | 0.065 | 434 | 260 | 260 | 0 | 0 | 107924.5173 | 43160 | 18.9057 | 4.356% | 100% | 0.065 | 0.25 | 112.3208 | 3.8639 | 112.3208 | 3.8639 | 41.5 | 4.0241
[34 empty] | 91 | 411 | 91 |  |  |  | 0.0241 | 411 | 0.0241 | 91 | 411 | 91 |  |  |  | 0.0241 | 411 | 0.0241 | 91 | 411 | 91 |  |  |  | 0.0241 | 411 | 0.0241 | [34 empty] | 435 | 358.3271 | 1 | 260 | 0.065 | 435 | 260 | 260 | 0 | 0 | 108184.5173 | 42900 | 18.9057 | 4.346% | 100% | 0.065 | 0.25 | 112.5708 | 3.8642 | 112.5708 | 3.8642 | 41.25 | 4.0242
[34 empty] | 90 | 412 | 90 |  |  |  | 0.024 | 412 | 0.024 | 90 | 412 | 90 |  |  |  | 0.024 | 412 | 0.024 | 90 | 412 | 90 |  |  |  | 0.024 | 412 | 0.024 | [34 empty] | 436 | 358.691 | 1 | 260 | 0.065 | 436 | 260 | 260 | 0 | 0 | 108444.5173 | 42640 | 18.9057 | 4.336% | 100% | 0.065 | 0.25 | 112.8208 | 3.8645 | 112.8208 | 3.8645 | 41 | 4.0244
[34 empty] | 89 | 413 | 89 |  |  |  | 0.0239 | 413 | 0.0239 | 89 | 413 | 89 |  |  |  | 0.0239 | 413 | 0.0239 | 89 | 413 | 89 |  |  |  | 0.0239 | 413 | 0.0239 | [34 empty] | 437 | 359.055 | 1 | 260 | 0.065 | 437 | 260 | 260 | 0 | 0 | 108704.5173 | 42380 | 18.9057 | 4.326% | 100% | 0.065 | 0.25 | 113.0708 | 3.8648 | 113.0708 | 3.8648 | 40.75 | 4.0245
[34 empty] | 88 | 414 | 88 |  |  |  | 0.0238 | 414 | 0.0238 | 88 | 414 | 88 |  |  |  | 0.0238 | 414 | 0.0238 | 88 | 414 | 88 |  |  |  | 0.0238 | 414 | 0.0238 | [34 empty] | 438 | 359.419 | 1 | 260 | 0.065 | 438 | 260 | 260 | 0 | 0 | 108964.5173 | 42120 | 18.9057 | 4.316% | 100% | 0.065 | 0.25 | 113.3208 | 3.8651 | 113.3208 | 3.8651 | 40.5 | 4.0247
[34 empty] | 87 | 415 | 87 |  |  |  | 0.0237 | 415 | 0.0237 | 87 | 415 | 87 |  |  |  | 0.0237 | 415 | 0.0237 | 87 | 415 | 87 |  |  |  | 0.0237 | 415 | 0.0237 | [34 empty] | 439 | 359.7829 | 1 | 260 | 0.065 | 439 | 260 | 260 | 0 | 0 | 109224.5173 | 41860 | 18.9057 | 4.307% | 100% | 0.065 | 0.25 | 113.5708 | 3.8654 | 113.5708 | 3.8654 | 40.25 | 4.0248
[34 empty] | 86 | 416 | 86 |  |  |  | 0.0236 | 416 | 0.0236 | 86 | 416 | 86 |  |  |  | 0.0236 | 416 | 0.0236 | 86 | 416 | 86 |  |  |  | 0.0236 | 416 | 0.0236 | [34 empty] | 440 | 360.1469 | 1 | 260 | 0.065 | 440 | 260 | 260 | 0 | 0 | 109484.5173 | 41600 | 18.9057 | 4.297% | 100% | 0.065 | 0.25 | 113.8208 | 3.8657 | 113.8208 | 3.8657 | 40 | 4.025
[34 empty] | 85 | 417 | 85 |  |  |  | 0.0235 | 417 | 0.0235 | 85 | 417 | 85 |  |  |  | 0.0235 | 417 | 0.0235 | 85 | 417 | 85 |  |  |  | 0.0235 | 417 | 0.0235 | [34 empty] | 441 | 360.5109 | 1 | 260 | 0.065 | 441 | 260 | 260 | 0 | 0 | 109744.5173 | 41340 | 18.9057 | 4.287% | 100% | 0.065 | 0.25 | 114.0708 | 3.866 | 114.0708 | 3.866 | 39.75 | 4.0252
[34 empty] | 84 | 418 | 84 |  |  |  | 0.0234 | 418 | 0.0234 | 84 | 418 | 84 |  |  |  | 0.0234 | 418 | 0.0234 | 84 | 418 | 84 |  |  |  | 0.0234 | 418 | 0.0234 | [34 empty] | 442 | 360.8748 | 1 | 260 | 0.065 | 442 | 260 | 260 | 0 | 0 | 110004.5173 | 41080 | 18.9057 | 4.277% | 100% | 0.065 | 0.25 | 114.3208 | 3.8663 | 114.3208 | 3.8663 | 39.5 | 4.0253
[34 empty] | 83 | 419 | 83 |  |  |  | 0.0233 | 419 | 0.0233 | 83 | 419 | 83 |  |  |  | 0.0233 | 419 | 0.0233 | 83 | 419 | 83 |  |  |  | 0.0233 | 419 | 0.0233 | [34 empty] | 443 | 361.2388 | 1 | 260 | 0.065 | 443 | 260 | 260 | 0 | 0 | 110264.5173 | 40820 | 18.9057 | 4.268% | 100% | 0.065 | 0.25 | 114.5708 | 3.8666 | 114.5708 | 3.8666 | 39.25 | 4.0255
[34 empty] | 82 | 420 | 82 |  |  |  | 0.0232 | 420 | 0.0232 | 82 | 420 | 82 |  |  |  | 0.0232 | 420 | 0.0232 | 82 | 420 | 82 |  |  |  | 0.0232 | 420 | 0.0232 | [34 empty] | 444 | 361.6028 | 1 | 260 | 0.065 | 444 | 260 | 260 | 0 | 0 | 110524.5173 | 40560 | 18.9057 | 4.258% | 100% | 0.065 | 0.25 | 114.8208 | 3.8669 | 114.8208 | 3.8669 | 39 | 4.0256
[34 empty] | 81 | 421 | 81 |  |  |  | 0.0231 | 421 | 0.0231 | 81 | 421 | 81 |  |  |  | 0.0231 | 421 | 0.0231 | 81 | 421 | 81 |  |  |  | 0.0231 | 421 | 0.0231 | [34 empty] | 445 | 361.9668 | 1 | 260 | 0.065 | 445 | 260 | 260 | 0 | 0 | 110784.5173 | 40300 | 18.9057 | 4.248% | 100% | 0.065 | 0.25 | 115.0708 | 3.8672 | 115.0708 | 3.8672 | 38.75 | 4.0258
[34 empty] | 80 | 422 | 80 |  |  |  | 0.023 | 422 | 0.023 | 80 | 422 | 80 |  |  |  | 0.023 | 422 | 0.023 | 80 | 422 | 80 |  |  |  | 0.023 | 422 | 0.023 | [34 empty] | 446 | 362.3307 | 1 | 260 | 0.065 | 446 | 260 | 260 | 0 | 0 | 111044.5173 | 40040 | 18.9057 | 4.239% | 100% | 0.065 | 0.25 | 115.3208 | 3.8675 | 115.3208 | 3.8675 | 38.5 | 4.026
[34 empty] | 79 | 423 | 79 |  |  |  | 0.0229 | 423 | 0.0229 | 79 | 423 | 79 |  |  |  | 0.0229 | 423 | 0.0229 | 79 | 423 | 79 |  |  |  | 0.0229 | 423 | 0.0229 | [34 empty] | 447 | 362.6947 | 1 | 260 | 0.065 | 447 | 260 | 260 | 0 | 0 | 111304.5173 | 39780 | 18.9057 | 4.229% | 100% | 0.065 | 0.25 | 115.5708 | 3.8678 | 115.5708 | 3.8678 | 38.25 | 4.0261
[34 empty] | 78 | 424 | 78 |  |  |  | 0.0228 | 424 | 0.0228 | 78 | 424 | 78 |  |  |  | 0.0228 | 424 | 0.0228 | 78 | 424 | 78 |  |  |  | 0.0228 | 424 | 0.0228 | [34 empty] | 448 | 363.0587 | 1 | 260 | 0.065 | 448 | 260 | 260 | 0 | 0 | 111564.5173 | 39520 | 18.9057 | 4.22% | 100% | 0.065 | 0.25 | 115.8208 | 3.868 | 115.8208 | 3.868 | 38 | 4.0263
[34 empty] | 77 | 425 | 77 |  |  |  | 0.0227 | 425 | 0.0227 | 77 | 425 | 77 |  |  |  | 0.0227 | 425 | 0.0227 | 77 | 425 | 77 |  |  |  | 0.0227 | 425 | 0.0227 | [34 empty] | 449 | 363.4226 | 1 | 260 | 0.065 | 449 | 260 | 260 | 0 | 0 | 111824.5173 | 39260 | 18.9057 | 4.211% | 100% | 0.065 | 0.25 | 116.0708 | 3.8683 | 116.0708 | 3.8683 | 37.75 | 4.0265
[34 empty] | 76 | 426 | 76 |  |  |  | 0.0226 | 426 | 0.0226 | 76 | 426 | 76 |  |  |  | 0.0226 | 426 | 0.0226 | 76 | 426 | 76 |  |  |  | 0.0226 | 426 | 0.0226 | [34 empty] | 450 | 363.7866 | 1 | 260 | 0.065 | 450 | 260 | 260 | 0 | 0 | 112084.5173 | 39000 | 18.9057 | 4.201% | 100% | 0.065 | 0.25 | 116.3208 | 3.8686 | 116.3208 | 3.8686 | 37.5 | 4.0267
[34 empty] | 75 | 427 | 75 |  |  |  | 0.0225 | 427 | 0.0225 | 75 | 427 | 75 |  |  |  | 0.0225 | 427 | 0.0225 | 75 | 427 | 75 |  |  |  | 0.0225 | 427 | 0.0225 | [34 empty] | 451 | 364.1506 | 1 | 260 | 0.065 | 451 | 260 | 260 | 0 | 0 | 112344.5173 | 38740 | 18.9057 | 4.192% | 100% | 0.065 | 0.25 | 116.5708 | 3.8689 | 116.5708 | 3.8689 | 37.25 | 4.0268
[34 empty] | 74 | 428 | 74 |  |  |  | 0.0224 | 428 | 0.0224 | 74 | 428 | 74 |  |  |  | 0.0224 | 428 | 0.0224 | 74 | 428 | 74 |  |  |  | 0.0224 | 428 | 0.0224 | [34 empty] | 452 | 364.5145 | 1 | 260 | 0.065 | 452 | 260 | 260 | 0 | 0 | 112604.5173 | 38480 | 18.9057 | 4.183% | 100% | 0.065 | 0.25 | 116.8208 | 3.8692 | 116.8208 | 3.8692 | 37 | 4.027
[34 empty] | 73 | 429 | 73 |  |  |  | 0.0223 | 429 | 0.0223 | 73 | 429 | 73 |  |  |  | 0.0223 | 429 | 0.0223 | 73 | 429 | 73 |  |  |  | 0.0223 | 429 | 0.0223 | [34 empty] | 453 | 364.8785 | 1 | 260 | 0.065 | 453 | 260 | 260 | 0 | 0 | 112864.5173 | 38220 | 18.9057 | 4.173% | 100% | 0.065 | 0.25 | 117.0708 | 3.8695 | 117.0708 | 3.8695 | 36.75 | 4.0272
[34 empty] | 72 | 430 | 72 |  |  |  | 0.0222 | 430 | 0.0222 | 72 | 430 | 72 |  |  |  | 0.0222 | 430 | 0.0222 | 72 | 430 | 72 |  |  |  | 0.0222 | 430 | 0.0222 | [34 empty] | 454 | 365.2425 | 1 | 260 | 0.065 | 454 | 260 | 260 | 0 | 0 | 113124.5173 | 37960 | 18.9057 | 4.164% | 100% | 0.065 | 0.25 | 117.3208 | 3.8697 | 117.3208 | 3.8697 | 36.5 | 4.0274
[34 empty] | 71 | 431 | 71 |  |  |  | 0.0221 | 431 | 0.0221 | 71 | 431 | 71 |  |  |  | 0.0221 | 431 | 0.0221 | 71 | 431 | 71 |  |  |  | 0.0221 | 431 | 0.0221 | [34 empty] | 455 | 365.6065 | 1 | 260 | 0.065 | 455 | 260 | 260 | 0 | 0 | 113384.5173 | 37700 | 18.9057 | 4.155% | 100% | 0.065 | 0.25 | 117.5708 | 3.87 | 117.5708 | 3.87 | 36.25 | 4.0276
[34 empty] | 70 | 432 | 70 |  |  |  | 0.022 | 432 | 0.022 | 70 | 432 | 70 |  |  |  | 0.022 | 432 | 0.022 | 70 | 432 | 70 |  |  |  | 0.022 | 432 | 0.022 | [34 empty] | 456 | 365.9704 | 1 | 260 | 0.065 | 456 | 260 | 260 | 0 | 0 | 113644.5173 | 37440 | 18.9057 | 4.146% | 100% | 0.065 | 0.25 | 117.8208 | 3.8703 | 117.8208 | 3.8703 | 36 | 4.0278
[34 empty] | 69 | 433 | 69 |  |  |  | 0.0219 | 433 | 0.0219 | 69 | 433 | 69 |  |  |  | 0.0219 | 433 | 0.0219 | 69 | 433 | 69 |  |  |  | 0.0219 | 433 | 0.0219 | [34 empty] | 457 | 366.3344 | 1 | 260 | 0.065 | 457 | 260 | 260 | 0 | 0 | 113904.5173 | 37180 | 18.9057 | 4.137% | 100% | 0.065 | 0.25 | 118.0708 | 3.8706 | 118.0708 | 3.8706 | 35.75 | 4.028
[34 empty] | 68 | 434 | 68 |  |  |  | 0.0218 | 434 | 0.0218 | 68 | 434 | 68 |  |  |  | 0.0218 | 434 | 0.0218 | 68 | 434 | 68 |  |  |  | 0.0218 | 434 | 0.0218 | [34 empty] | 458 | 366.6984 | 1 | 260 | 0.065 | 458 | 260 | 260 | 0 | 0 | 114164.5173 | 36920 | 18.9057 | 4.128% | 100% | 0.065 | 0.25 | 118.3208 | 3.8708 | 118.3208 | 3.8708 | 35.5 | 4.0282
[34 empty] | 67 | 435 | 67 |  |  |  | 0.0217 | 435 | 0.0217 | 67 | 435 | 67 |  |  |  | 0.0217 | 435 | 0.0217 | 67 | 435 | 67 |  |  |  | 0.0217 | 435 | 0.0217 | [34 empty] | 459 | 367.0623 | 1 | 260 | 0.065 | 459 | 260 | 260 | 0 | 0 | 114424.5173 | 36660 | 18.9057 | 4.119% | 100% | 0.065 | 0.25 | 118.5708 | 3.8711 | 118.5708 | 3.8711 | 35.25 | 4.0284
[34 empty] | 66 | 436 | 66 |  |  |  | 0.0216 | 436 | 0.0216 | 66 | 436 | 66 |  |  |  | 0.0216 | 436 | 0.0216 | 66 | 436 | 66 |  |  |  | 0.0216 | 436 | 0.0216 | [34 empty] | 460 | 367.4263 | 1 | 260 | 0.065 | 460 | 260 | 260 | 0 | 0 | 114684.5173 | 36400 | 18.9057 | 4.11% | 100% | 0.065 | 0.25 | 118.8208 | 3.8714 | 118.8208 | 3.8714 | 35 | 4.0286
[34 empty] | 65 | 437 | 65 |  |  |  | 0.0215 | 437 | 0.0215 | 65 | 437 | 65 |  |  |  | 0.0215 | 437 | 0.0215 | 65 | 437 | 65 |  |  |  | 0.0215 | 437 | 0.0215 | [34 empty] | 461 | 367.7903 | 1 | 260 | 0.065 | 461 | 260 | 260 | 0 | 0 | 114944.5173 | 36140 | 18.9057 | 4.101% | 100% | 0.065 | 0.25 | 119.0708 | 3.8716 | 119.0708 | 3.8716 | 34.75 | 4.0288
[34 empty] | 64 | 438 | 64 |  |  |  | 0.0214 | 438 | 0.0214 | 64 | 438 | 64 |  |  |  | 0.0214 | 438 | 0.0214 | 64 | 438 | 64 |  |  |  | 0.0214 | 438 | 0.0214 | [34 empty] | 462 | 368.1542 | 1 | 260 | 0.065 | 462 | 260 | 260 | 0 | 0 | 115204.5173 | 35880 | 18.9057 | 4.092% | 100% | 0.065 | 0.25 | 119.3208 | 3.8719 | 119.3208 | 3.8719 | 34.5 | 4.029
[34 empty] | 63 | 439 | 63 |  |  |  | 0.0213 | 439 | 0.0213 | 63 | 439 | 63 |  |  |  | 0.0213 | 439 | 0.0213 | 63 | 439 | 63 |  |  |  | 0.0213 | 439 | 0.0213 | [34 empty] | 463 | 368.5182 | 1 | 260 | 0.065 | 463 | 260 | 260 | 0 | 0 | 115464.5173 | 35620 | 18.9057 | 4.083% | 100% | 0.065 | 0.25 | 119.5708 | 3.8722 | 119.5708 | 3.8722 | 34.25 | 4.0292
[34 empty] | 62 | 440 | 62 |  |  |  | 0.0212 | 440 | 0.0212 | 62 | 440 | 62 |  |  |  | 0.0212 | 440 | 0.0212 | 62 | 440 | 62 |  |  |  | 0.0212 | 440 | 0.0212 | [34 empty] | 464 | 368.8822 | 1 | 260 | 0.065 | 464 | 260 | 260 | 0 | 0 | 115724.5173 | 35360 | 18.9057 | 4.075% | 100% | 0.065 | 0.25 | 119.8208 | 3.8725 | 119.8208 | 3.8725 | 34 | 4.0294
[34 empty] | 61 | 441 | 61 |  |  |  | 0.0211 | 441 | 0.0211 | 61 | 441 | 61 |  |  |  | 0.0211 | 441 | 0.0211 | 61 | 441 | 61 |  |  |  | 0.0211 | 441 | 0.0211 | [34 empty] | 465 | 369.2462 | 1 | 260 | 0.065 | 465 | 260 | 260 | 0 | 0 | 115984.5173 | 35100 | 18.9057 | 4.066% | 100% | 0.065 | 0.25 | 120.0708 | 3.8727 | 120.0708 | 3.8727 | 33.75 | 4.0296
[34 empty] | 60 | 442 | 60 |  |  |  | 0.021 | 442 | 0.021 | 60 | 442 | 60 |  |  |  | 0.021 | 442 | 0.021 | 60 | 442 | 60 |  |  |  | 0.021 | 442 | 0.021 | [34 empty] | 466 | 369.6101 | 1 | 260 | 0.065 | 466 | 260 | 260 | 0 | 0 | 116244.5173 | 34840 | 18.9057 | 4.057% | 100% | 0.065 | 0.25 | 120.3208 | 3.873 | 120.3208 | 3.873 | 33.5 | 4.0299
[34 empty] | 59 | 443 | 59 |  |  |  | 0.0209 | 443 | 0.0209 | 59 | 443 | 59 |  |  |  | 0.0209 | 443 | 0.0209 | 59 | 443 | 59 |  |  |  | 0.0209 | 443 | 0.0209 | [34 empty] | 467 | 369.9741 | 1 | 260 | 0.065 | 467 | 260 | 260 | 0 | 0 | 116504.5173 | 34580 | 18.9057 | 4.048% | 100% | 0.065 | 0.25 | 120.5708 | 3.8732 | 120.5708 | 3.8732 | 33.25 | 4.0301
[34 empty] | 58 | 444 | 58 |  |  |  | 0.0208 | 444 | 0.0208 | 58 | 444 | 58 |  |  |  | 0.0208 | 444 | 0.0208 | 58 | 444 | 58 |  |  |  | 0.0208 | 444 | 0.0208 | [34 empty] | 468 | 370.3381 | 1 | 260 | 0.065 | 468 | 260 | 260 | 0 | 0 | 116764.5173 | 34320 | 18.9057 | 4.04% | 100% | 0.065 | 0.25 | 120.8208 | 3.8735 | 120.8208 | 3.8735 | 33 | 4.0303
[34 empty] | 57 | 445 | 57 |  |  |  | 0.0207 | 445 | 0.0207 | 57 | 445 | 57 |  |  |  | 0.0207 | 445 | 0.0207 | 57 | 445 | 57 |  |  |  | 0.0207 | 445 | 0.0207 | [34 empty] | 469 | 370.702 | 1 | 260 | 0.065 | 469 | 260 | 260 | 0 | 0 | 117024.5173 | 34060 | 18.9057 | 4.031% | 100% | 0.065 | 0.25 | 121.0708 | 3.8738 | 121.0708 | 3.8738 | 32.75 | 4.0305
[34 empty] | 56 | 446 | 56 |  |  |  | 0.0206 | 446 | 0.0206 | 56 | 446 | 56 |  |  |  | 0.0206 | 446 | 0.0206 | 56 | 446 | 56 |  |  |  | 0.0206 | 446 | 0.0206 | [34 empty] | 470 | 371.066 | 1 | 260 | 0.065 | 470 | 260 | 260 | 0 | 0 | 117284.5173 | 33800 | 18.9057 | 4.022% | 100% | 0.065 | 0.25 | 121.3208 | 3.874 | 121.3208 | 3.874 | 32.5 | 4.0308
[34 empty] | 55 | 447 | 55 |  |  |  | 0.0205 | 447 | 0.0205 | 55 | 447 | 55 |  |  |  | 0.0205 | 447 | 0.0205 | 55 | 447 | 55 |  |  |  | 0.0205 | 447 | 0.0205 | [34 empty] | 471 | 371.43 | 1 | 260 | 0.065 | 471 | 260 | 260 | 0 | 0 | 117544.5173 | 33540 | 18.9057 | 4.014% | 100% | 0.065 | 0.25 | 121.5708 | 3.8743 | 121.5708 | 3.8743 | 32.25 | 4.031
[34 empty] | 54 | 448 | 54 |  |  |  | 0.0204 | 448 | 0.0204 | 54 | 448 | 54 |  |  |  | 0.0204 | 448 | 0.0204 | 54 | 448 | 54 |  |  |  | 0.0204 | 448 | 0.0204 | [34 empty] | 472 | 371.794 | 1 | 260 | 0.065 | 472 | 260 | 260 | 0 | 0 | 117804.5173 | 33280 | 18.9057 | 4.005% | 100% | 0.065 | 0.25 | 121.8208 | 3.8745 | 121.8208 | 3.8745 | 32 | 4.0312
[34 empty] | 53 | 449 | 53 |  |  |  | 0.0203 | 449 | 0.0203 | 53 | 449 | 53 |  |  |  | 0.0203 | 449 | 0.0203 | 53 | 449 | 53 |  |  |  | 0.0203 | 449 | 0.0203 | [34 empty] | 473 | 372.1579 | 1 | 260 | 0.065 | 473 | 260 | 260 | 0 | 0 | 118064.5173 | 33020 | 18.9057 | 3.997% | 100% | 0.065 | 0.25 | 122.0708 | 3.8748 | 122.0708 | 3.8748 | 31.75 | 4.0315
[34 empty] | 52 | 450 | 52 |  |  |  | 0.0202 | 450 | 0.0202 | 52 | 450 | 52 |  |  |  | 0.0202 | 450 | 0.0202 | 52 | 450 | 52 |  |  |  | 0.0202 | 450 | 0.0202 | [34 empty] | 474 | 372.5219 | 1 | 260 | 0.065 | 474 | 260 | 260 | 0 | 0 | 118324.5173 | 32760 | 18.9057 | 3.989% | 100% | 0.065 | 0.25 | 122.3208 | 3.8751 | 122.3208 | 3.8751 | 31.5 | 4.0317
[34 empty] | 51 | 451 | 51 |  |  |  | 0.0201 | 451 | 0.0201 | 51 | 451 | 51 |  |  |  | 0.0201 | 451 | 0.0201 | 51 | 451 | 51 |  |  |  | 0.0201 | 451 | 0.0201 | [34 empty] | 475 | 372.8859 | 1 | 260 | 0.065 | 475 | 260 | 260 | 0 | 0 | 118584.5173 | 32500 | 18.9057 | 3.98% | 100% | 0.065 | 0.25 | 122.5708 | 3.8753 | 122.5708 | 3.8753 | 31.25 | 4.032
[34 empty] | 50 | 452 | 50 |  |  |  | 0.02 | 452 | 0.02 | 50 | 452 | 50 |  |  |  | 0.02 | 452 | 0.02 | 50 | 452 | 50 |  |  |  | 0.02 | 452 | 0.02 | [34 empty] | 476 | 373.2498 | 1 | 260 | 0.065 | 476 | 260 | 260 | 0 | 0 | 118844.5173 | 32240 | 18.9057 | 3.972% | 100% | 0.065 | 0.25 | 122.8208 | 3.8756 | 122.8208 | 3.8756 | 31 | 4.0323
[95 empty] | 477 | 373.6138 | 1 | 260 | 0.065 | 477 | 260 | 260 | 0 | 0 | 119104.5173 | 31980 | 18.9057 | 3.963% | 100% | 0.065 | 0.25 | 123.0708 | 3.8758 | 123.0708 | 3.8758 | 30.75 | 4.0325
[95 empty] | 478 | 373.9778 | 1 | 260 | 0.065 | 478 | 260 | 260 | 0 | 0 | 119364.5173 | 31720 | 18.9057 | 3.955% | 100% | 0.065 | 0.25 | 123.3208 | 3.8761 | 123.3208 | 3.8761 | 30.5 | 4.0328
[95 empty] | 479 | 374.3417 | 1 | 260 | 0.065 | 479 | 260 | 260 | 0 | 0 | 119624.5173 | 31460 | 18.9057 | 3.947% | 100% | 0.065 | 0.25 | 123.5708 | 3.8763 | 123.5708 | 3.8763 | 30.25 | 4.0331
[95 empty] | 480 | 374.7057 | 1 | 260 | 0.065 | 480 | 260 | 260 | 0 | 0 | 119884.5173 | 31200 | 18.9057 | 3.939% | 100% | 0.065 | 0.25 | 123.8208 | 3.8766 | 123.8208 | 3.8766 | 30 | 4.0333
[95 empty] | 481 | 375.0697 | 1 | 260 | 0.065 | 481 | 260 | 260 | 0 | 0 | 120144.5173 | 30940 | 18.9057 | 3.93% | 100% | 0.065 | 0.25 | 124.0708 | 3.8768 | 124.0708 | 3.8768 | 29.75 | 4.0336
[95 empty] | 482 | 375.4337 | 1 | 260 | 0.065 | 482 | 260 | 260 | 0 | 0 | 120404.5173 | 30680 | 18.9057 | 3.922% | 100% | 0.065 | 0.25 | 124.3208 | 3.8771 | 124.3208 | 3.8771 | 29.5 | 4.0339
[95 empty] | 483 | 375.7976 | 1 | 260 | 0.065 | 483 | 260 | 260 | 0 | 0 | 120664.5173 | 30420 | 18.9057 | 3.914% | 100% | 0.065 | 0.25 | 124.5708 | 3.8773 | 124.5708 | 3.8773 | 29.25 | 4.0342
[95 empty] | 484 | 376.1616 | 1 | 260 | 0.065 | 484 | 260 | 260 | 0 | 0 | 120924.5173 | 30160 | 18.9057 | 3.906% | 100% | 0.065 | 0.25 | 124.8208 | 3.8776 | 124.8208 | 3.8776 | 29 | 4.0345
[95 empty] | 485 | 376.5256 | 1 | 260 | 0.065 | 485 | 260 | 260 | 0 | 0 | 121184.5173 | 29900 | 18.9057 | 3.898% | 100% | 0.065 | 0.25 | 125.0708 | 3.8778 | 125.0708 | 3.8778 | 28.75 | 4.0348
[95 empty] | 486 | 376.8895 | 1 | 260 | 0.065 | 486 | 260 | 260 | 0 | 0 | 121444.5173 | 29640 | 18.9057 | 3.89% | 100% | 0.065 | 0.25 | 125.3208 | 3.878 | 125.3208 | 3.878 | 28.5 | 4.0351
[95 empty] | 487 | 377.2535 | 1 | 260 | 0.065 | 487 | 260 | 260 | 0 | 0 | 121704.5173 | 29380 | 18.9057 | 3.882% | 100% | 0.065 | 0.25 | 125.5708 | 3.8783 | 125.5708 | 3.8783 | 28.25 | 4.0354
[95 empty] | 488 | 377.6175 | 1 | 260 | 0.065 | 488 | 260 | 260 | 0 | 0 | 121964.5173 | 29120 | 18.9057 | 3.874% | 100% | 0.065 | 0.25 | 125.8208 | 3.8785 | 125.8208 | 3.8785 | 28 | 4.0357
[95 empty] | 489 | 377.9814 | 1 | 260 | 0.065 | 489 | 260 | 260 | 0 | 0 | 122224.5173 | 28860 | 18.9057 | 3.866% | 100% | 0.065 | 0.25 | 126.0708 | 3.8788 | 126.0708 | 3.8788 | 27.75 | 4.036
[95 empty] | 490 | 378.3454 | 1 | 260 | 0.065 | 490 | 260 | 260 | 0 | 0 | 122484.5173 | 28600 | 18.9057 | 3.858% | 100% | 0.065 | 0.25 | 126.3208 | 3.879 | 126.3208 | 3.879 | 27.5 | 4.0364
[95 empty] | 491 | 378.7094 | 1 | 260 | 0.065 | 491 | 260 | 260 | 0 | 0 | 122744.5173 | 28340 | 18.9057 | 3.85% | 100% | 0.065 | 0.25 | 126.5708 | 3.8793 | 126.5708 | 3.8793 | 27.25 | 4.0367
[95 empty] | 492 | 379.0734 | 1 | 260 | 0.065 | 492 | 260 | 260 | 0 | 0 | 123004.5173 | 28080 | 18.9057 | 3.843% | 100% | 0.065 | 0.25 | 126.8208 | 3.8795 | 126.8208 | 3.8795 | 27 | 4.037
[95 empty] | 493 | 379.4373 | 1 | 260 | 0.065 | 493 | 260 | 260 | 0 | 0 | 123264.5173 | 27820 | 18.9057 | 3.835% | 100% | 0.065 | 0.25 | 127.0708 | 3.8797 | 127.0708 | 3.8797 | 26.75 | 4.0374
[95 empty] | 494 | 379.8013 | 1 | 260 | 0.065 | 494 | 260 | 260 | 0 | 0 | 123524.5173 | 27560 | 18.9057 | 3.827% | 100% | 0.065 | 0.25 | 127.3208 | 3.88 | 127.3208 | 3.88 | 26.5 | 4.0377
[95 empty] | 495 | 380.1653 | 1 | 260 | 0.065 | 495 | 260 | 260 | 0 | 0 | 123784.5173 | 27300 | 18.9057 | 3.819% | 100% | 0.065 | 0.25 | 127.5708 | 3.8802 | 127.5708 | 3.8802 | 26.25 | 4.0381
[95 empty] | 496 | 380.5292 | 1 | 260 | 0.065 | 496 | 260 | 260 | 0 | 0 | 124044.5173 | 27040 | 18.9057 | 3.812% | 100% | 0.065 | 0.25 | 127.8208 | 3.8804 | 127.8208 | 3.8804 | 26 | 4.0385
[95 empty] | 497 | 380.8932 | 1 | 260 | 0.065 | 497 | 260 | 260 | 0 | 0 | 124304.5173 | 26780 | 18.9057 | 3.804% | 100% | 0.065 | 0.25 | 128.0708 | 3.8807 | 128.0708 | 3.8807 | 25.75 | 4.0388
[95 empty] | 498 | 381.2572 | 1 | 260 | 0.065 | 498 | 260 | 260 | 0 | 0 | 124564.5173 | 26520 | 18.9057 | 3.796% | 100% | 0.065 | 0.25 | 128.3208 | 3.8809 | 128.3208 | 3.8809 | 25.5 | 4.0392
[95 empty] | 499 | 381.6211 | 1 | 260 | 0.065 | 499 | 260 | 260 | 0 | 0 | 124824.5173 | 26260 | 18.9057 | 3.789% | 100% | 0.065 | 0.25 | 128.5708 | 3.8811 | 128.5708 | 3.8811 | 25.25 | 4.0396
[95 empty] | 500 | 381.9851 | 1 | 260 | 0.065 | 500 | 260 | 260 | 0 | 0 | 125084.5173 | 26000 | 18.9057 | 3.781% | 100% | 0.065 | 0.25 | 128.8208 | 3.8814 | 128.8208 | 3.8814 | 25 | 4.04
[95 empty] | 501 | 382.3491 | 1 | 260 | 0.065 | 501 | 260 | 260 | 0 | 0 | 125344.5173 | 25740 | 18.9057 | 3.774% | 100% | 0.065 | 0.25 | 129.0708 | 3.8816 | 129.0708 | 3.8816 | 24.75 | 4.0404
[95 empty] | 502 | 382.7131 | 1 | 260 | 0.065 | 502 | 260 | 260 | 0 | 0 | 125604.5173 | 25480 | 18.9057 | 3.766% | 100% | 0.065 | 0.25 | 129.3208 | 3.8818 | 129.3208 | 3.8818 | 24.5 | 4.0408
[95 empty] | 503 | 383.077 | 1 | 260 | 0.065 | 503 | 260 | 260 | 0 | 0 | 125864.5173 | 25220 | 18.9057 | 3.759% | 100% | 0.065 | 0.25 | 129.5708 | 3.882 | 129.5708 | 3.882 | 24.25 | 4.0412
[95 empty] | 504 | 383.441 | 1 | 260 | 0.065 | 504 | 260 | 260 | 0 | 0 | 126124.5173 | 24960 | 18.9057 | 3.751% | 100% | 0.065 | 0.25 | 129.8208 | 3.8823 | 129.8208 | 3.8823 | 24 | 4.0417
[95 empty] | 505 | 383.805 | 1 | 260 | 0.065 | 505 | 260 | 260 | 0 | 0 | 126384.5173 | 24700 | 18.9057 | 3.744% | 100% | 0.065 | 0.25 | 130.0708 | 3.8825 | 130.0708 | 3.8825 | 23.75 | 4.0421
[95 empty] | 506 | 384.1689 | 1 | 260 | 0.065 | 506 | 260 | 260 | 0 | 0 | 126644.5173 | 24440 | 18.9057 | 3.736% | 100% | 0.065 | 0.25 | 130.3208 | 3.8827 | 130.3208 | 3.8827 | 23.5 | 4.0426
[95 empty] | 507 | 384.5329 | 1 | 260 | 0.065 | 507 | 260 | 260 | 0 | 0 | 126904.5173 | 24180 | 18.9057 | 3.729% | 100% | 0.065 | 0.25 | 130.5708 | 3.883 | 130.5708 | 3.883 | 23.25 | 4.043
[95 empty] | 508 | 384.8969 | 1 | 260 | 0.065 | 508 | 260 | 260 | 0 | 0 | 127164.5173 | 23920 | 18.9057 | 3.722% | 100% | 0.065 | 0.25 | 130.8208 | 3.8832 | 130.8208 | 3.8832 | 23 | 4.0435
[95 empty] | 509 | 385.2608 | 1 | 260 | 0.065 | 509 | 260 | 260 | 0 | 0 | 127424.5173 | 23660 | 18.9057 | 3.714% | 100% | 0.065 | 0.25 | 131.0708 | 3.8834 | 131.0708 | 3.8834 | 22.75 | 4.044
[95 empty] | 510 | 385.6248 | 1 | 260 | 0.065 | 510 | 260 | 260 | 0 | 0 | 127684.5173 | 23400 | 18.9057 | 3.707% | 100% | 0.065 | 0.25 | 131.3208 | 3.8836 | 131.3208 | 3.8836 | 22.5 | 4.0444
[95 empty] | 511 | 385.9888 | 1 | 260 | 0.065 | 511 | 260 | 260 | 0 | 0 | 127944.5173 | 23140 | 18.9057 | 3.7% | 100% | 0.065 | 0.25 | 131.5708 | 3.8838 | 131.5708 | 3.8838 | 22.25 | 4.0449
[95 empty] | 512 | 386.3528 | 1 | 260 | 0.065 | 512 | 260 | 260 | 0 | 0 | 128204.5173 | 22880 | 18.9057 | 3.693% | 100% | 0.065 | 0.25 | 131.8208 | 3.8841 | 131.8208 | 3.8841 | 22 | 4.0455
[95 empty] | 513 | 386.7167 | 1 | 260 | 0.065 | 513 | 260 | 260 | 0 | 0 | 128464.5173 | 22620 | 18.9057 | 3.685% | 100% | 0.065 | 0.25 | 132.0708 | 3.8843 | 132.0708 | 3.8843 | 21.75 | 4.046
[95 empty] | 514 | 387.0807 | 1 | 260 | 0.065 | 514 | 260 | 260 | 0 | 0 | 128724.5173 | 22360 | 18.9057 | 3.678% | 100% | 0.065 | 0.25 | 132.3208 | 3.8845 | 132.3208 | 3.8845 | 21.5 | 4.0465
[95 empty] | 515 | 387.4447 | 1 | 260 | 0.065 | 515 | 260 | 260 | 0 | 0 | 128984.5173 | 22100 | 18.9057 | 3.671% | 100% | 0.065 | 0.25 | 132.5708 | 3.8847 | 132.5708 | 3.8847 | 21.25 | 4.0471
[95 empty] | 516 | 387.8086 | 1 | 260 | 0.065 | 516 | 260 | 260 | 0 | 0 | 129244.5173 | 21840 | 18.9057 | 3.664% | 100% | 0.065 | 0.25 | 132.8208 | 3.8849 | 132.8208 | 3.8849 | 21 | 4.0476
[95 empty] | 517 | 388.1726 | 1 | 260 | 0.065 | 517 | 260 | 260 | 0 | 0 | 129504.5173 | 21580 | 18.9057 | 3.657% | 100% | 0.065 | 0.25 | 133.0708 | 3.8852 | 133.0708 | 3.8852 | 20.75 | 4.0482
[95 empty] | 518 | 388.5366 | 1 | 260 | 0.065 | 518 | 260 | 260 | 0 | 0 | 129764.5173 | 21320 | 18.9057 | 3.65% | 100% | 0.065 | 0.25 | 133.3208 | 3.8854 | 133.3208 | 3.8854 | 20.5 | 4.0488
[95 empty] | 519 | 388.9006 | 1 | 260 | 0.065 | 519 | 260 | 260 | 0 | 0 | 130024.5173 | 21060 | 18.9057 | 3.643% | 100% | 0.065 | 0.25 | 133.5708 | 3.8856 | 133.5708 | 3.8856 | 20.25 | 4.0494
[95 empty] | 520 | 389.2645 | 1 | 260 | 0.065 | 520 | 260 | 260 | 0 | 0 | 130284.5173 | 20800 | 18.9057 | 3.636% | 100% | 0.065 | 0.25 | 133.8208 | 3.8858 | 133.8208 | 3.8858 | 20 | 4.05
[95 empty] | 521 | 389.6285 | 1 | 260 | 0.065 | 521 | 260 | 260 | 0 | 0 | 130544.5173 | 20540 | 18.9057 | 3.629% | 100% | 0.065 | 0.25 | 134.0708 | 3.886 | 134.0708 | 3.886 | 19.75 | 4.0506
[95 empty] | 522 | 389.9925 | 1 | 260 | 0.065 | 522 | 260 | 260 | 0 | 0 | 130804.5173 | 20280 | 18.9057 | 3.622% | 100% | 0.065 | 0.25 | 134.3208 | 3.8862 | 134.3208 | 3.8862 | 19.5 | 4.0513
[95 empty] | 523 | 390.3564 | 1 | 260 | 0.065 | 523 | 260 | 260 | 0 | 0 | 131064.5173 | 20020 | 18.9057 | 3.615% | 100% | 0.065 | 0.25 | 134.5708 | 3.8864 | 134.5708 | 3.8864 | 19.25 | 4.0519
[95 empty] | 524 | 390.7204 | 1 | 260 | 0.065 | 524 | 260 | 260 | 0 | 0 | 131324.5173 | 19760 | 18.9057 | 3.608% | 100% | 0.065 | 0.25 | 134.8208 | 3.8866 | 134.8208 | 3.8866 | 19 | 4.0526
[95 empty] | 525 | 391.0844 | 1 | 260 | 0.065 | 525 | 260 | 260 | 0 | 0 | 131584.5173 | 19500 | 18.9057 | 3.601% | 100% | 0.065 | 0.25 | 135.0708 | 3.8869 | 135.0708 | 3.8869 | 18.75 | 4.0533
[95 empty] | 526 | 391.4483 | 1 | 260 | 0.065 | 526 | 260 | 260 | 0 | 0 | 131844.5173 | 19240 | 18.9057 | 3.594% | 100% | 0.065 | 0.25 | 135.3208 | 3.8871 | 135.3208 | 3.8871 | 18.5 | 4.0541
[95 empty] | 527 | 391.8123 | 1 | 260 | 0.065 | 527 | 260 | 260 | 0 | 0 | 132104.5173 | 18980 | 18.9057 | 3.587% | 100% | 0.065 | 0.25 | 135.5708 | 3.8873 | 135.5708 | 3.8873 | 18.25 | 4.0548
[95 empty] | 528 | 392.1763 | 1 | 260 | 0.065 | 528 | 260 | 260 | 0 | 0 | 132364.5173 | 18720 | 18.9057 | 3.581% | 100% | 0.065 | 0.25 | 135.8208 | 3.8875 | 135.8208 | 3.8875 | 18 | 4.0556
[95 empty] | 529 | 392.5403 | 1 | 260 | 0.065 | 529 | 260 | 260 | 0 | 0 | 132624.5173 | 18460 | 18.9057 | 3.574% | 100% | 0.065 | 0.25 | 136.0708 | 3.8877 | 136.0708 | 3.8877 | 17.75 | 4.0563
[95 empty] | 530 | 392.9042 | 1 | 260 | 0.065 | 530 | 260 | 260 | 0 | 0 | 132884.5173 | 18200 | 18.9057 | 3.567% | 100% | 0.065 | 0.25 | 136.3208 | 3.8879 | 136.3208 | 3.8879 | 17.5 | 4.0571
[95 empty] | 531 | 393.2682 | 1 | 260 | 0.065 | 531 | 260 | 260 | 0 | 0 | 133144.5173 | 17940 | 18.9057 | 3.56% | 100% | 0.065 | 0.25 | 136.5708 | 3.8881 | 136.5708 | 3.8881 | 17.25 | 4.058
[95 empty] | 532 | 393.6322 | 1 | 260 | 0.065 | 532 | 260 | 260 | 0 | 0 | 133404.5173 | 17680 | 18.9057 | 3.554% | 100% | 0.065 | 0.25 | 136.8208 | 3.8883 | 136.8208 | 3.8883 | 17 | 4.0588
[95 empty] | 533 | 393.9961 | 1 | 260 | 0.065 | 533 | 260 | 260 | 0 | 0 | 133664.5173 | 17420 | 18.9057 | 3.547% | 100% | 0.065 | 0.25 | 137.0708 | 3.8885 | 137.0708 | 3.8885 | 16.75 | 4.0597
[95 empty] | 534 | 394.3601 | 1 | 260 | 0.065 | 534 | 260 | 260 | 0 | 0 | 133924.5173 | 17160 | 18.9057 | 3.54% | 100% | 0.065 | 0.25 | 137.3208 | 3.8887 | 137.3208 | 3.8887 | 16.5 | 4.0606
[95 empty] | 535 | 394.7241 | 1 | 260 | 0.065 | 535 | 260 | 260 | 0 | 0 | 134184.5173 | 16900 | 18.9057 | 3.534% | 100% | 0.065 | 0.25 | 137.5708 | 3.8889 | 137.5708 | 3.8889 | 16.25 | 4.0615
[95 empty] | 536 | 395.088 | 1 | 260 | 0.065 | 536 | 260 | 260 | 0 | 0 | 134444.5173 | 16640 | 18.9057 | 3.527% | 100% | 0.065 | 0.25 | 137.8208 | 3.8891 | 137.8208 | 3.8891 | 16 | 4.0625
[95 empty] | 537 | 395.452 | 1 | 260 | 0.065 | 537 | 260 | 260 | 0 | 0 | 134704.5173 | 16380 | 18.9057 | 3.521% | 100% | 0.065 | 0.25 | 138.0708 | 3.8893 | 138.0708 | 3.8893 | 15.75 | 4.0635
[95 empty] | 538 | 395.816 | 1 | 260 | 0.065 | 538 | 260 | 260 | 0 | 0 | 134964.5173 | 16120 | 18.9057 | 3.514% | 100% | 0.065 | 0.25 | 138.3208 | 3.8895 | 138.3208 | 3.8895 | 15.5 | 4.0645
[95 empty] | 539 | 396.18 | 1 | 260 | 0.065 | 539 | 260 | 260 | 0 | 0 | 135224.5173 | 15860 | 18.9057 | 3.508% | 100% | 0.065 | 0.25 | 138.5708 | 3.8897 | 138.5708 | 3.8897 | 15.25 | 4.0656
[95 empty] | 540 | 396.5439 | 1 | 260 | 0.065 | 540 | 260 | 260 | 0 | 0 | 135484.5173 | 15600 | 18.9057 | 3.501% | 100% | 0.065 | 0.25 | 138.8208 | 3.8899 | 138.8208 | 3.8899 | 15 | 4.0667
[95 empty] | 541 | 396.9079 | 1 | 260 | 0.065 | 541 | 260 | 260 | 0 | 0 | 135744.5173 | 15340 | 18.9057 | 3.495% | 100% | 0.065 | 0.25 | 139.0708 | 3.8901 | 139.0708 | 3.8901 | 14.75 | 4.0678
[95 empty] | 542 | 397.2719 | 1 | 260 | 0.065 | 542 | 260 | 260 | 0 | 0 | 136004.5173 | 15080 | 18.9057 | 3.488% | 100% | 0.065 | 0.25 | 139.3208 | 3.8903 | 139.3208 | 3.8903 | 14.5 | 4.069
[95 empty] | 543 | 397.6358 | 1 | 260 | 0.065 | 543 | 260 | 260 | 0 | 0 | 136264.5173 | 14820 | 18.9057 | 3.482% | 100% | 0.065 | 0.25 | 139.5708 | 3.8905 | 139.5708 | 3.8905 | 14.25 | 4.0702
[95 empty] | 544 | 397.9998 | 1 | 260 | 0.065 | 544 | 260 | 260 | 0 | 0 | 136524.5173 | 14560 | 18.9057 | 3.475% | 100% | 0.065 | 0.25 | 139.8208 | 3.8907 | 139.8208 | 3.8907 | 14 | 4.0714
[95 empty] | 545 | 398.3638 | 1 | 260 | 0.065 | 545 | 260 | 260 | 0 | 0 | 136784.5173 | 14300 | 18.9057 | 3.469% | 100% | 0.065 | 0.25 | 140.0708 | 3.8909 | 140.0708 | 3.8909 | 13.75 | 4.0727
[95 empty] | 546 | 398.7277 | 1 | 260 | 0.065 | 546 | 260 | 260 | 0 | 0 | 137044.5173 | 14040 | 18.9057 | 3.463% | 100% | 0.065 | 0.25 | 140.3208 | 3.8911 | 140.3208 | 3.8911 | 13.5 | 4.0741
[95 empty] | 547 | 399.0917 | 1 | 260 | 0.065 | 547 | 260 | 260 | 0 | 0 | 137304.5173 | 13780 | 18.9057 | 3.456% | 100% | 0.065 | 0.25 | 140.5708 | 3.8913 | 140.5708 | 3.8913 | 13.25 | 4.0755
[95 empty] | 548 | 399.4557 | 1 | 260 | 0.065 | 548 | 260 | 260 | 0 | 0 | 137564.5173 | 13520 | 18.9057 | 3.45% | 100% | 0.065 | 0.25 | 140.8208 | 3.8915 | 140.8208 | 3.8915 | 13 | 4.0769
[95 empty] | 549 | 399.8197 | 1 | 260 | 0.065 | 549 | 260 | 260 | 0 | 0 | 137824.5173 | 13260 | 18.9057 | 3.444% | 100% | 0.065 | 0.25 | 141.0708 | 3.8917 | 141.0708 | 3.8917 | 12.75 | 4.0784
[95 empty] | 550 | 400.1836 | 1 | 260 | 0.065 | 550 | 260 | 260 | 0 | 0 | 138084.5173 | 13000 | 18.9057 | 3.437% | 100% | 0.065 | 0.25 | 141.3208 | 3.8919 | 141.3208 | 3.8919 | 12.5 | 4.08
[95 empty] | 551 | 400.5476 | 1 | 260 | 0.065 | 551 | 260 | 260 | 0 | 0 | 138344.5173 | 12740 | 18.9057 | 3.431% | 100% | 0.065 | 0.25 | 141.5708 | 3.892 | 141.5708 | 3.892 | 12.25 | 4.0816
[95 empty] | 552 | 400.9116 | 1 | 260 | 0.065 | 552 | 260 | 260 | 0 | 0 | 138604.5173 | 12480 | 18.9057 | 3.425% | 100% | 0.065 | 0.25 | 141.8208 | 3.8922 | 141.8208 | 3.8922 | 12 | 4.0833
[95 empty] | 553 | 401.2755 | 1 | 260 | 0.065 | 553 | 260 | 260 | 0 | 0 | 138864.5173 | 12220 | 18.9057 | 3.419% | 100% | 0.065 | 0.25 | 142.0708 | 3.8924 | 142.0708 | 3.8924 | 11.75 | 4.0851
[95 empty] | 554 | 401.6395 | 1 | 260 | 0.065 | 554 | 260 | 260 | 0 | 0 | 139124.5173 | 11960 | 18.9057 | 3.413% | 100% | 0.065 | 0.25 | 142.3208 | 3.8926 | 142.3208 | 3.8926 | 11.5 | 4.087
[95 empty] | 555 | 402.0035 | 1 | 260 | 0.065 | 555 | 260 | 260 | 0 | 0 | 139384.5173 | 11700 | 18.9057 | 3.406% | 100% | 0.065 | 0.25 | 142.5708 | 3.8928 | 142.5708 | 3.8928 | 11.25 | 4.0889
[95 empty] | 556 | 402.3675 | 1 | 260 | 0.065 | 556 | 260 | 260 | 0 | 0 | 139644.5173 | 11440 | 18.9057 | 3.4% | 100% | 0.065 | 0.25 | 142.8208 | 3.893 | 142.8208 | 3.893 | 11 | 4.0909
[95 empty] | 557 | 402.7314 | 1 | 260 | 0.065 | 557 | 260 | 260 | 0 | 0 | 139904.5173 | 11180 | 18.9057 | 3.394% | 100% | 0.065 | 0.25 | 143.0708 | 3.8932 | 143.0708 | 3.8932 | 10.75 | 4.093
[95 empty] | 558 | 403.0954 | 1 | 260 | 0.065 | 558 | 260 | 260 | 0 | 0 | 140164.5173 | 10920 | 18.9057 | 3.388% | 100% | 0.065 | 0.25 | 143.3208 | 3.8934 | 143.3208 | 3.8934 | 10.5 | 4.0952
[95 empty] | 559 | 403.4594 | 1 | 260 | 0.065 | 559 | 260 | 260 | 0 | 0 | 140424.5173 | 10660 | 18.9057 | 3.382% | 100% | 0.065 | 0.25 | 143.5708 | 3.8936 | 143.5708 | 3.8936 | 10.25 | 4.0976
[95 empty] | 560 | 403.8233 | 1 | 260 | 0.065 | 560 | 260 | 260 | 0 | 0 | 140684.5173 | 10400 | 18.9057 | 3.376% | 100% | 0.065 | 0.25 | 143.8208 | 3.8937 | 143.8208 | 3.8937 | 10 | 4.1
[95 empty] | 561 | 404.1873 | 1 | 260 | 0.065 | 561 | 260 | 260 | 0 | 0 | 140944.5173 | 10140 | 18.9057 | 3.37% | 100% | 0.065 | 0.25 | 144.0708 | 3.8939 | 144.0708 | 3.8939 | 9.75 | 4.1026
[95 empty] | 562 | 404.5513 | 1 | 260 | 0.065 | 562 | 260 | 260 | 0 | 0 | 141204.5173 | 9880 | 18.9057 | 3.364% | 100% | 0.065 | 0.25 | 144.3208 | 3.8941 | 144.3208 | 3.8941 | 9.5 | 4.1053
[95 empty] | 563 | 404.9152 | 1 | 260 | 0.065 | 563 | 260 | 260 | 0 | 0 | 141464.5173 | 9620 | 18.9057 | 3.358% | 100% | 0.065 | 0.25 | 144.5708 | 3.8943 | 144.5708 | 3.8943 | 9.25 | 4.1081
[95 empty] | 564 | 405.2792 | 1 | 260 | 0.065 | 564 | 260 | 260 | 0 | 0 | 141724.5173 | 9360 | 18.9057 | 3.352% | 100% | 0.065 | 0.25 | 144.8208 | 3.8945 | 144.8208 | 3.8945 | 9 | 4.1111
[95 empty] | 565 | 405.6432 | 1 | 260 | 0.065 | 565 | 260 | 260 | 0 | 0 | 141984.5173 | 9100 | 18.9057 | 3.346% | 100% | 0.065 | 0.25 | 145.0708 | 3.8947 | 145.0708 | 3.8947 | 8.75 | 4.1143
[95 empty] | 566 | 406.0072 | 1 | 260 | 0.065 | 566 | 260 | 260 | 0 | 0 | 142244.5173 | 8840 | 18.9057 | 3.34% | 100% | 0.065 | 0.25 | 145.3208 | 3.8948 | 145.3208 | 3.8948 | 8.5 | 4.1176
[95 empty] | 567 | 406.3711 | 1 | 260 | 0.065 | 567 | 260 | 260 | 0 | 0 | 142504.5173 | 8580 | 18.9057 | 3.334% | 100% | 0.065 | 0.25 | 145.5708 | 3.895 | 145.5708 | 3.895 | 8.25 | 4.1212
[95 empty] | 568 | 406.7351 | 1 | 260 | 0.065 | 568 | 260 | 260 | 0 | 0 | 142764.5173 | 8320 | 18.9057 | 3.328% | 100% | 0.065 | 0.25 | 145.8208 | 3.8952 | 145.8208 | 3.8952 | 8 | 4.125
[95 empty] | 569 | 407.0991 | 1 | 260 | 0.065 | 569 | 260 | 260 | 0 | 0 | 143024.5173 | 8060 | 18.9057 | 3.323% | 100% | 0.065 | 0.25 | 146.0708 | 3.8954 | 146.0708 | 3.8954 | 7.75 | 4.129
[95 empty] | 570 | 407.463 | 1 | 260 | 0.065 | 570 | 260 | 260 | 0 | 0 | 143284.5173 | 7800 | 18.9057 | 3.317% | 100% | 0.065 | 0.25 | 146.3208 | 3.8956 | 146.3208 | 3.8956 | 7.5 | 4.1333
[95 empty] | 571 | 407.827 | 1 | 260 | 0.065 | 571 | 260 | 260 | 0 | 0 | 143544.5173 | 7540 | 18.9057 | 3.311% | 100% | 0.065 | 0.25 | 146.5708 | 3.8957 | 146.5708 | 3.8957 | 7.25 | 4.1379
[95 empty] | 572 | 408.191 | 1 | 260 | 0.065 | 572 | 260 | 260 | 0 | 0 | 143804.5173 | 7280 | 18.9057 | 3.305% | 100% | 0.065 | 0.25 | 146.8208 | 3.8959 | 146.8208 | 3.8959 | 7 | 4.1429
[95 empty] | 573 | 408.5549 | 1 | 260 | 0.065 | 573 | 260 | 260 | 0 | 0 | 144064.5173 | 7020 | 18.9057 | 3.299% | 100% | 0.065 | 0.25 | 147.0708 | 3.8961 | 147.0708 | 3.8961 | 6.75 | 4.1481
[95 empty] | 574 | 408.9189 | 1 | 260 | 0.065 | 574 | 260 | 260 | 0 | 0 | 144324.5173 | 6760 | 18.9057 | 3.294% | 100% | 0.065 | 0.25 | 147.3208 | 3.8963 | 147.3208 | 3.8963 | 6.5 | 4.1538
[95 empty] | 575 | 409.2829 | 1 | 260 | 0.065 | 575 | 260 | 260 | 0 | 0 | 144584.5173 | 6500 | 18.9057 | 3.288% | 100% | 0.065 | 0.25 | 147.5708 | 3.8964 | 147.5708 | 3.8964 | 6.25 | 4.16
[95 empty] | 576 | 409.6469 | 1 | 260 | 0.065 | 576 | 260 | 260 | 0 | 0 | 144844.5173 | 6240 | 18.9057 | 3.282% | 100% | 0.065 | 0.25 | 147.8208 | 3.8966 | 147.8208 | 3.8966 | 6 | 4.1667
[95 empty] | 577 | 410.0108 | 1 | 260 | 0.065 | 577 | 260 | 260 | 0 | 0 | 145104.5173 | 5980 | 18.9057 | 3.277% | 100% | 0.065 | 0.25 | 148.0708 | 3.8968 | 148.0708 | 3.8968 | 5.75 | 4.1739
[95 empty] | 578 | 410.3748 | 1 | 260 | 0.065 | 578 | 260 | 260 | 0 | 0 | 145364.5173 | 5720 | 18.9057 | 3.271% | 100% | 0.065 | 0.25 | 148.3208 | 3.897 | 148.3208 | 3.897 | 5.5 | 4.1818
[95 empty] | 579 | 410.7388 | 1 | 260 | 0.065 | 579 | 260 | 260 | 0 | 0 | 145624.5173 | 5460 | 18.9057 | 3.265% | 100% | 0.065 | 0.25 | 148.5708 | 3.8971 | 148.5708 | 3.8971 | 5.25 | 4.1905
[95 empty] | 580 | 411.1027 | 1 | 260 | 0.065 | 580 | 260 | 260 | 0 | 0 | 145884.5173 | 5200 | 18.9057 | 3.26% | 100% | 0.065 | 0.25 | 148.8208 | 3.8973 | 148.8208 | 3.8973 | 5 | 4.2
[95 empty] | 581 | 411.4667 | 1 | 260 | 0.065 | 581 | 260 | 260 | 0 | 0 | 146144.5173 | 4940 | 18.9057 | 3.254% | 100% | 0.065 | 0.25 | 149.0708 | 3.8975 | 149.0708 | 3.8975 | 4.75 | 4.2105
[95 empty] | 582 | 411.8307 | 1 | 260 | 0.065 | 582 | 260 | 260 | 0 | 0 | 146404.5173 | 4680 | 18.9057 | 3.248% | 100% | 0.065 | 0.25 | 149.3208 | 3.8976 | 149.3208 | 3.8976 | 4.5 | 4.2222
[95 empty] | 583 | 412.1946 | 1 | 260 | 0.065 | 583 | 260 | 260 | 0 | 0 | 146664.5173 | 4420 | 18.9057 | 3.243% | 100% | 0.065 | 0.25 | 149.5708 | 3.8978 | 149.5708 | 3.8978 | 4.25 | 4.2353
[95 empty] | 584 | 412.5586 | 1 | 260 | 0.065 | 584 | 260 | 260 | 0 | 0 | 146924.5173 | 4160 | 18.9057 | 3.237% | 100% | 0.065 | 0.25 | 149.8208 | 3.898 | 149.8208 | 3.898 | 4 | 4.25
[95 empty] | 585 | 412.9226 | 1 | 260 | 0.065 | 585 | 260 | 260 | 0 | 0 | 147184.5173 | 3900 | 18.9057 | 3.232% | 100% | 0.065 | 0.25 | 150.0708 | 3.8982 | 150.0708 | 3.8982 | 3.75 | 4.2667
[95 empty] | 586 | 413.2866 | 1 | 260 | 0.065 | 586 | 260 | 260 | 0 | 0 | 147444.5173 | 3640 | 18.9057 | 3.226% | 100% | 0.065 | 0.25 | 150.3208 | 3.8983 | 150.3208 | 3.8983 | 3.5 | 4.2857
[95 empty] | 587 | 413.6505 | 1 | 260 | 0.065 | 587 | 260 | 260 | 0 | 0 | 147704.5173 | 3380 | 18.9057 | 3.221% | 100% | 0.065 | 0.25 | 150.5708 | 3.8985 | 150.5708 | 3.8985 | 3.25 | 4.3077
[95 empty] | 588 | 414.0145 | 1 | 260 | 0.065 | 588 | 260 | 260 | 0 | 0 | 147964.5173 | 3120 | 18.9057 | 3.215% | 100% | 0.065 | 0.25 | 150.8208 | 3.8987 | 150.8208 | 3.8987 | 3 | 4.3333
[95 empty] | 589 | 414.3785 | 1 | 260 | 0.065 | 589 | 260 | 260 | 0 | 0 | 148224.5173 | 2860 | 18.9057 | 3.21% | 100% | 0.065 | 0.25 | 151.0708 | 3.8988 | 151.0708 | 3.8988 | 2.75 | 4.3636
[95 empty] | 590 | 414.7424 | 1 | 260 | 0.065 | 590 | 260 | 260 | 0 | 0 | 148484.5173 | 2600 | 18.9057 | 3.204% | 100% | 0.065 | 0.25 | 151.3208 | 3.899 | 151.3208 | 3.899 | 2.5 | 4.4
[95 empty] | 591 | 415.1064 | 1 | 260 | 0.065 | 591 | 260 | 260 | 0 | 0 | 148744.5173 | 2340 | 18.9057 | 3.199% | 100% | 0.065 | 0.25 | 151.5708 | 3.8992 | 151.5708 | 3.8992 | 2.25 | 4.4444
[95 empty] | 592 | 415.4704 | 1 | 260 | 0.065 | 592 | 260 | 260 | 0 | 0 | 149004.5173 | 2080 | 18.9057 | 3.194% | 100% | 0.065 | 0.25 | 151.8208 | 3.8993 | 151.8208 | 3.8993 | 2 | 4.5
[95 empty] | 593 | 415.8343 | 1 | 260 | 0.065 | 593 | 260 | 260 | 0 | 0 | 149264.5173 | 1820 | 18.9057 | 3.188% | 100% | 0.065 | 0.25 | 152.0708 | 3.8995 | 152.0708 | 3.8995 | 1.75 | 4.5714
[95 empty] | 594 | 416.1983 | 1 | 260 | 0.065 | 594 | 260 | 260 | 0 | 0 | 149524.5173 | 1560 | 18.9057 | 3.183% | 100% | 0.065 | 0.25 | 152.3208 | 3.8997 | 152.3208 | 3.8997 | 1.5 | 4.6667
[95 empty] | 595 | 416.5623 | 1 | 260 | 0.065 | 595 | 260 | 260 | 0 | 0 | 149784.5173 | 1300 | 18.9057 | 3.177% | 100% | 0.065 | 0.25 | 152.5708 | 3.8998 | 152.5708 | 3.8998 | 1.25 | 4.8
[95 empty] | 596 | 416.9263 | 1 | 260 | 0.065 | 596 | 260 | 260 | 0 | 0 | 150044.5173 | 1040 | 18.9057 | 3.172% | 100% | 0.065 | 0.25 | 152.8208 | 3.9 | 152.8208 | 3.9 | 1 | 5
[95 empty] | 597 | 417.2902 | 1 | 260 | 0.065 | 597 | 260 | 260 | 0 | 0 | 150304.5173 | 780 | 18.9057 | 3.167% | 100% | 0.065 | 0.25 | 153.0708 | 3.9002 | 153.0708 | 3.9002 | 0.75 | 5.3333
[95 empty] | 598 | 417.6542 | 1 | 260 | 0.065 | 598 | 260 | 260 | 0 | 0 | 150564.5173 | 520 | 18.9057 | 3.161% | 100% | 0.065 | 0.25 | 153.3208 | 3.9003 | 153.3208 | 3.9003 | 0.5 | 6
[95 empty] | 599 | 418.0182 | 1 | 260 | 0.065 | 599 | 260 | 260 | 0 | 0 | 150824.5173 | 260 | 18.9057 | 3.156% | 100% | 0.065 | 0.25 | 153.5708 | 3.9005 | 153.5708 | 3.9005 | 0.25 | 8
[95 empty] | 600 | 418.3821 | 3 | 0 | 0 | 600 | 0 | 0 | 0 | 0 | 150824.5173 | 0 | 1 | 100% | 0% | #NUM! | 0 | 153.5708 | 3.907 | 0 | #DIV/0! | 0 | #DIV/0!
[95 empty] | 601 | 418.7461 | 4 | 0 | 0 | 600 | 0 | 0 | 0 | 0 | 0 | 0 | 0 | 0% | 0% | #NUM! | 0 | 0 | 0 | 0 | 0 | 0 | 0
[95 empty] | 602 | 419.1101 | 4 | 0 | 0 | 600 | 0 | 0 | 0 | 0 | 0 | 0 | 0 | 0% | 0% | #NUM! | 0 | 0 | 0 | 0 | 0 | 0 | 0
[95 empty] | 603 | 419.4741 | 4 | 0 | 0 | 600 | 0 | 0 | 0 | 0 | 0 | 0 | 0 | 0% | 0% | #NUM! | 0 | 0 | 0 | 0 | 0 | 0 | 0
[95 empty] | 604 | 419.838 | 4 | 0 | 0 | 600 | 0 | 0 | 0 | 0 | 0 | 0 | 0 | 0% | 0% | #NUM! | 0 | 0 | 0 | 0 | 0 | 0 | 0
[95 empty] | 605 | 420.202 | 4 | 0 | 0 | 600 | 0 | 0 | 0 | 0 | 0 | 0 | 0 | 0% | 0% | #NUM! | 0 | 0 | 0 | 0 | 0 | 0 | 0
[95 empty] | 606 | 420.566 | 4 | 0 | 0 | 600 | 0 | 0 | 0 | 0 | 0 | 0 | 0 | 0% | 0% | #NUM! | 0 | 0 | 0 | 0 | 0 | 0 | 0
[95 empty] | 607 | 420.9299 | 4 | 0 | 0 | 600 | 0 | 0 | 0 | 0 | 0 | 0 | 0 | 0% | 0% | #NUM! | 0 | 0 | 0 | 0 | 0 | 0 | 0
[95 empty] | 608 | 421.2939 | 4 | 0 | 0 | 600 | 0 | 0 | 0 | 0 | 0 | 0 | 0 | 0% | 0% | #NUM! | 0 | 0 | 0 | 0 | 0 | 0 | 0
[95 empty] | 609 | 421.6579 | 4 | 0 | 0 | 600 | 0 | 0 | 0 | 0 | 0 | 0 | 0 | 0% | 0% | #NUM! | 0 | 0 | 0 | 0 | 0 | 0 | 0
[95 empty] | 610 | 422.0218 | 4 | 0 | 0 | 600 | 0 | 0 | 0 | 0 | 0 | 0 | 0 | 0% | 0% | #NUM! | 0 | 0 | 0 | 0 | 0 | 0 | 0
[95 empty] | 611 | 422.3858 | 4 | 0 | 0 | 600 | 0 | 0 | 0 | 0 | 0 | 0 | 0 | 0% | 0% | #NUM! | 0 | 0 | 0 | 0 | 0 | 0 | 0
[95 empty] | 612 | 422.7498 | 4 | 0 | 0 | 600 | 0 | 0 | 0 | 0 | 0 | 0 | 0 | 0% | 0% | #NUM! | 0 | 0 | 0 | 0 | 0 | 0 | 0
[95 empty] | 613 | 423.1138 | 4 | 0 | 0 | 600 | 0 | 0 | 0 | 0 | 0 | 0 | 0 | 0% | 0% | #NUM! | 0 | 0 | 0 | 0 | 0 | 0 | 0
[95 empty] | 614 | 423.4777 | 4 | 0 | 0 | 600 | 0 | 0 | 0 | 0 | 0 | 0 | 0 | 0% | 0% | #NUM! | 0 | 0 | 0 | 0 | 0 | 0 | 0
[95 empty] | 615 | 423.8417 | 4 | 0 | 0 | 600 | 0 | 0 | 0 | 0 | 0 | 0 | 0 | 0% | 0% | #NUM! | 0 | 0 | 0 | 0 | 0 | 0 | 0
[95 empty] | 616 | 424.2057 | 4 | 0 | 0 | 600 | 0 | 0 | 0 | 0 | 0 | 0 | 0 | 0% | 0% | #NUM! | 0 | 0 | 0 | 0 | 0 | 0 | 0
[95 empty] | 617 | 424.5696 | 4 | 0 | 0 | 600 | 0 | 0 | 0 | 0 | 0 | 0 | 0 | 0% | 0% | #NUM! | 0 | 0 | 0 | 0 | 0 | 0 | 0
[95 empty] | 618 | 424.9336 | 4 | 0 | 0 | 600 | 0 | 0 | 0 | 0 | 0 | 0 | 0 | 0% | 0% | #NUM! | 0 | 0 | 0 | 0 | 0 | 0 | 0
[95 empty] | 619 | 425.2976 | 4 | 0 | 0 | 600 | 0 | 0 | 0 | 0 | 0 | 0 | 0 | 0% | 0% | #NUM! | 0 | 0 | 0 | 0 | 0 | 0 | 0
[95 empty] | 620 | 425.6615 | 4 | 0 | 0 | 600 | 0 | 0 | 0 | 0 | 0 | 0 | 0 | 0% | 0% | #NUM! | 0 | 0 | 0 | 0 | 0 | 0 | 0
[95 empty] | 621 | 426.0255 | 4 | 0 | 0 | 600 | 0 | 0 | 0 | 0 | 0 | 0 | 0 | 0% | 0% | #NUM! | 0 | 0 | 0 | 0 | 0 | 0 | 0
[95 empty] | 622 | 426.3895 | 4 | 0 | 0 | 600 | 0 | 0 | 0 | 0 | 0 | 0 | 0 | 0% | 0% | #NUM! | 0 | 0 | 0 | 0 | 0 | 0 | 0
[95 empty] | 623 | 426.7535 | 4 | 0 | 0 | 600 | 0 | 0 | 0 | 0 | 0 | 0 | 0 | 0% | 0% | #NUM! | 0 | 0 | 0 | 0 | 0 | 0 | 0
[95 empty] | 624 | 427.1174 | 4 | 0 | 0 | 600 | 0 | 0 | 0 | 0 | 0 | 0 | 0 | 0% | 0% | #NUM! | 0 | 0 | 0 | 0 | 0 | 0 | 0
[95 empty] | 625 | 427.4814 | 4 | 0 | 0 | 600 | 0 | 0 | 0 | 0 | 0 | 0 | 0 | 0% | 0% | #NUM! | 0 | 0 | 0 | 0 | 0 | 0 | 0
[95 empty] | 626 | 427.8454 | 4 | 0 | 0 | 600 | 0 | 0 | 0 | 0 | 0 | 0 | 0 | 0% | 0% | #NUM! | 0 | 0 | 0 | 0 | 0 | 0 | 0
[95 empty] | 627 | 428.2093 | 4 | 0 | 0 | 600 | 0 | 0 | 0 | 0 | 0 | 0 | 0 | 0% | 0% | #NUM! | 0 | 0 | 0 | 0 | 0 | 0 | 0
[95 empty] | 628 | 428.5733 | 4 | 0 | 0 | 600 | 0 | 0 | 0 | 0 | 0 | 0 | 0 | 0% | 0% | #NUM! | 0 | 0 | 0 | 0 | 0 | 0 | 0
[95 empty] | 629 | 428.9373 | 4 | 0 | 0 | 600 | 0 | 0 | 0 | 0 | 0 | 0 | 0 | 0% | 0% | #NUM! | 0 | 0 | 0 | 0 | 0 | 0 | 0
[95 empty] | 630 | 429.3012 | 4 | 0 | 0 | 600 | 0 | 0 | 0 | 0 | 0 | 0 | 0 | 0% | 0% | #NUM! | 0 | 0 | 0 | 0 | 0 | 0 | 0
[95 empty] | 631 | 429.6652 | 4 | 0 | 0 | 600 | 0 | 0 | 0 | 0 | 0 | 0 | 0 | 0% | 0% | #NUM! | 0 | 0 | 0 | 0 | 0 | 0 | 0
[95 empty] | 632 | 430.0292 | 4 | 0 | 0 | 600 | 0 | 0 | 0 | 0 | 0 | 0 | 0 | 0% | 0% | #NUM! | 0 | 0 | 0 | 0 | 0 | 0 | 0
[95 empty] | 633 | 430.3932 | 4 | 0 | 0 | 600 | 0 | 0 | 0 | 0 | 0 | 0 | 0 | 0% | 0% | #NUM! | 0 | 0 | 0 | 0 | 0 | 0 | 0
[95 empty] | 634 | 430.7571 | 4 | 0 | 0 | 600 | 0 | 0 | 0 | 0 | 0 | 0 | 0 | 0% | 0% | #NUM! | 0 | 0 | 0 | 0 | 0 | 0 | 0
[95 empty] | 635 | 431.1211 | 4 | 0 | 0 | 600 | 0 | 0 | 0 | 0 | 0 | 0 | 0 | 0% | 0% | #NUM! | 0 | 0 | 0 | 0 | 0 | 0 | 0
[95 empty] | 636 | 431.4851 | 4 | 0 | 0 | 600 | 0 | 0 | 0 | 0 | 0 | 0 | 0 | 0% | 0% | #NUM! | 0 | 0 | 0 | 0 | 0 | 0 | 0
[95 empty] | 637 | 431.849 | 4 | 0 | 0 | 600 | 0 | 0 | 0 | 0 | 0 | 0 | 0 | 0% | 0% | #NUM! | 0 | 0 | 0 | 0 | 0 | 0 | 0
[95 empty] | 638 | 432.213 | 4 | 0 | 0 | 600 | 0 | 0 | 0 | 0 | 0 | 0 | 0 | 0% | 0% | #NUM! | 0 | 0 | 0 | 0 | 0 | 0 | 0
[95 empty] | 639 | 432.577 | 4 | 0 | 0 | 600 | 0 | 0 | 0 | 0 | 0 | 0 | 0 | 0% | 0% | #NUM! | 0 | 0 | 0 | 0 | 0 | 0 | 0
[95 empty] | 640 | 432.9409 | 4 | 0 | 0 | 600 | 0 | 0 | 0 | 0 | 0 | 0 | 0 | 0% | 0% | #NUM! | 0 | 0 | 0 | 0 | 0 | 0 | 0
[95 empty] | 641 | 433.3049 | 4 | 0 | 0 | 600 | 0 | 0 | 0 | 0 | 0 | 0 | 0 | 0% | 0% | #NUM! | 0 | 0 | 0 | 0 | 0 | 0 | 0
[95 empty] | 642 | 433.6689 | 4 | 0 | 0 | 600 | 0 | 0 | 0 | 0 | 0 | 0 | 0 | 0% | 0% | #NUM! | 0 | 0 | 0 | 0 | 0 | 0 | 0
[95 empty] | 643 | 434.0329 | 4 | 0 | 0 | 600 | 0 | 0 | 0 | 0 | 0 | 0 | 0 | 0% | 0% | #NUM! | 0 | 0 | 0 | 0 | 0 | 0 | 0
[95 empty] | 644 | 434.3968 | 4 | 0 | 0 | 600 | 0 | 0 | 0 | 0 | 0 | 0 | 0 | 0% | 0% | #NUM! | 0 | 0 | 0 | 0 | 0 | 0 | 0
[95 empty] | 645 | 434.7608 | 4 | 0 | 0 | 600 | 0 | 0 | 0 | 0 | 0 | 0 | 0 | 0% | 0% | #NUM! | 0 | 0 | 0 | 0 | 0 | 0 | 0
[95 empty] | 646 | 435.1248 | 4 | 0 | 0 | 600 | 0 | 0 | 0 | 0 | 0 | 0 | 0 | 0% | 0% | #NUM! | 0 | 0 | 0 | 0 | 0 | 0 | 0
[95 empty] | 647 | 435.4887 | 4 | 0 | 0 | 600 | 0 | 0 | 0 | 0 | 0 | 0 | 0 | 0% | 0% | #NUM! | 0 | 0 | 0 | 0 | 0 | 0 | 0
[95 empty] | 648 | 435.8527 | 4 | 0 | 0 | 600 | 0 | 0 | 0 | 0 | 0 | 0 | 0 | 0% | 0% | #NUM! | 0 | 0 | 0 | 0 | 0 | 0 | 0
[95 empty] | 649 | 436.2167 | 4 | 0 | 0 | 600 | 0 | 0 | 0 | 0 | 0 | 0 | 0 | 0% | 0% | #NUM! | 0 | 0 | 0 | 0 | 0 | 0 | 0
[95 empty] | 650 | 436.5807 | 4 | 0 | 0 | 600 | 0 | 0 | 0 | 0 | 0 | 0 | 0 | 0% | 0% | #NUM! | 0 | 0 | 0 | 0 | 0 | 0 | 0
[95 empty] | 651 | 436.9446 | 4 | 0 | 0 | 600 | 0 | 0 | 0 | 0 | 0 | 0 | 0 | 0% | 0% | #NUM! | 0 | 0 | 0 | 0 | 0 | 0 | 0
[95 empty] | 652 | 437.3086 | 4 | 0 | 0 | 600 | 0 | 0 | 0 | 0 | 0 | 0 | 0 | 0% | 0% | #NUM! | 0 | 0 | 0 | 0 | 0 | 0 | 0
[95 empty] | 653 | 437.6726 | 4 | 0 | 0 | 600 | 0 | 0 | 0 | 0 | 0 | 0 | 0 | 0% | 0% | #NUM! | 0 | 0 | 0 | 0 | 0 | 0 | 0
[95 empty] | 654 | 438.0365 | 4 | 0 | 0 | 600 | 0 | 0 | 0 | 0 | 0 | 0 | 0 | 0% | 0% | #NUM! | 0 | 0 | 0 | 0 | 0 | 0 | 0
[95 empty] | 655 | 438.4005 | 4 | 0 | 0 | 600 | 0 | 0 | 0 | 0 | 0 | 0 | 0 | 0% | 0% | #NUM! | 0 | 0 | 0 | 0 | 0 | 0 | 0
[95 empty] | 656 | 438.7645 | 4 | 0 | 0 | 600 | 0 | 0 | 0 | 0 | 0 | 0 | 0 | 0% | 0% | #NUM! | 0 | 0 | 0 | 0 | 0 | 0 | 0
[95 empty] | 657 | 439.1284 | 4 | 0 | 0 | 600 | 0 | 0 | 0 | 0 | 0 | 0 | 0 | 0% | 0% | #NUM! | 0 | 0 | 0 | 0 | 0 | 0 | 0
[95 empty] | 658 | 439.4924 | 4 | 0 | 0 | 600 | 0 | 0 | 0 | 0 | 0 | 0 | 0 | 0% | 0% | #NUM! | 0 | 0 | 0 | 0 | 0 | 0 | 0
[95 empty] | 659 | 439.8564 | 4 | 0 | 0 | 600 | 0 | 0 | 0 | 0 | 0 | 0 | 0 | 0% | 0% | #NUM! | 0 | 0 | 0 | 0 | 0 | 0 | 0
[95 empty] | 660 | 440.2204 | 4 | 0 | 0 | 600 | 0 | 0 | 0 | 0 | 0 | 0 | 0 | 0% | 0% | #NUM! | 0 | 0 | 0 | 0 | 0 | 0 | 0
[95 empty] | 661 | 440.5843 | 4 | 0 | 0 | 600 | 0 | 0 | 0 | 0 | 0 | 0 | 0 | 0% | 0% | #NUM! | 0 | 0 | 0 | 0 | 0 | 0 | 0
[95 empty] | 662 | 440.9483 | 4 | 0 | 0 | 600 | 0 | 0 | 0 | 0 | 0 | 0 | 0 | 0% | 0% | #NUM! | 0 | 0 | 0 | 0 | 0 | 0 | 0
[95 empty] | 663 | 441.3123 | 4 | 0 | 0 | 600 | 0 | 0 | 0 | 0 | 0 | 0 | 0 | 0% | 0% | #NUM! | 0 | 0 | 0 | 0 | 0 | 0 | 0
[95 empty] | 664 | 441.6762 | 4 | 0 | 0 | 600 | 0 | 0 | 0 | 0 | 0 | 0 | 0 | 0% | 0% | #NUM! | 0 | 0 | 0 | 0 | 0 | 0 | 0
[95 empty] | 665 | 442.0402 | 4 | 0 | 0 | 600 | 0 | 0 | 0 | 0 | 0 | 0 | 0 | 0% | 0% | #NUM! | 0 | 0 | 0 | 0 | 0 | 0 | 0
[95 empty] | 666 | 442.4042 | 4 | 0 | 0 | 600 | 0 | 0 | 0 | 0 | 0 | 0 | 0 | 0% | 0% | #NUM! | 0 | 0 | 0 | 0 | 0 | 0 | 0
[95 empty] | 667 | 442.7681 | 4 | 0 | 0 | 600 | 0 | 0 | 0 | 0 | 0 | 0 | 0 | 0% | 0% | #NUM! | 0 | 0 | 0 | 0 | 0 | 0 | 0
[95 empty] | 668 | 443.1321 | 4 | 0 | 0 | 600 | 0 | 0 | 0 | 0 | 0 | 0 | 0 | 0% | 0% | #NUM! | 0 | 0 | 0 | 0 | 0 | 0 | 0
[95 empty] | 669 | 443.4961 | 4 | 0 | 0 | 600 | 0 | 0 | 0 | 0 | 0 | 0 | 0 | 0% | 0% | #NUM! | 0 | 0 | 0 | 0 | 0 | 0 | 0
[95 empty] | 670 | 443.8601 | 4 | 0 | 0 | 600 | 0 | 0 | 0 | 0 | 0 | 0 | 0 | 0% | 0% | #NUM! | 0 | 0 | 0 | 0 | 0 | 0 | 0
[95 empty] | 671 | 444.224 | 4 | 0 | 0 | 600 | 0 | 0 | 0 | 0 | 0 | 0 | 0 | 0% | 0% | #NUM! | 0 | 0 | 0 | 0 | 0 | 0 | 0
[95 empty] | 672 | 444.588 | 4 | 0 | 0 | 600 | 0 | 0 | 0 | 0 | 0 | 0 | 0 | 0% | 0% | #NUM! | 0 | 0 | 0 | 0 | 0 | 0 | 0
[95 empty] | 673 | 444.952 | 4 | 0 | 0 | 600 | 0 | 0 | 0 | 0 | 0 | 0 | 0 | 0% | 0% | #NUM! | 0 | 0 | 0 | 0 | 0 | 0 | 0
[95 empty] | 674 | 445.3159 | 4 | 0 | 0 | 600 | 0 | 0 | 0 | 0 | 0 | 0 | 0 | 0% | 0% | #NUM! | 0 | 0 | 0 | 0 | 0 | 0 | 0
[95 empty] | 675 | 445.6799 | 4 | 0 | 0 | 600 | 0 | 0 | 0 | 0 | 0 | 0 | 0 | 0% | 0% | #NUM! | 0 | 0 | 0 | 0 | 0 | 0 | 0
[95 empty] | 676 | 446.0439 | 4 | 0 | 0 | 600 | 0 | 0 | 0 | 0 | 0 | 0 | 0 | 0% | 0% | #NUM! | 0 | 0 | 0 | 0 | 0 | 0 | 0
[95 empty] | 677 | 446.4078 | 4 | 0 | 0 | 600 | 0 | 0 | 0 | 0 | 0 | 0 | 0 | 0% | 0% | #NUM! | 0 | 0 | 0 | 0 | 0 | 0 | 0
[95 empty] | 678 | 446.7718 | 4 | 0 | 0 | 600 | 0 | 0 | 0 | 0 | 0 | 0 | 0 | 0% | 0% | #NUM! | 0 | 0 | 0 | 0 | 0 | 0 | 0
[95 empty] | 679 | 447.1358 | 4 | 0 | 0 | 600 | 0 | 0 | 0 | 0 | 0 | 0 | 0 | 0% | 0% | #NUM! | 0 | 0 | 0 | 0 | 0 | 0 | 0
[95 empty] | 680 | 447.4998 | 4 | 0 | 0 | 600 | 0 | 0 | 0 | 0 | 0 | 0 | 0 | 0% | 0% | #NUM! | 0 | 0 | 0 | 0 | 0 | 0 | 0
[95 empty] | 681 | 447.8637 | 4 | 0 | 0 | 600 | 0 | 0 | 0 | 0 | 0 | 0 | 0 | 0% | 0% | #NUM! | 0 | 0 | 0 | 0 | 0 | 0 | 0
[95 empty] | 682 | 448.2277 | 4 | 0 | 0 | 600 | 0 | 0 | 0 | 0 | 0 | 0 | 0 | 0% | 0% | #NUM! | 0 | 0 | 0 | 0 | 0 | 0 | 0
[95 empty] | 683 | 448.5917 | 4 | 0 | 0 | 600 | 0 | 0 | 0 | 0 | 0 | 0 | 0 | 0% | 0% | #NUM! | 0 | 0 | 0 | 0 | 0 | 0 | 0
[95 empty] | 684 | 448.9556 | 4 | 0 | 0 | 600 | 0 | 0 | 0 | 0 | 0 | 0 | 0 | 0% | 0% | #NUM! | 0 | 0 | 0 | 0 | 0 | 0 | 0
[95 empty] | 685 | 449.3196 | 4 | 0 | 0 | 600 | 0 | 0 | 0 | 0 | 0 | 0 | 0 | 0% | 0% | #NUM! | 0 | 0 | 0 | 0 | 0 | 0 | 0
[95 empty] | 686 | 449.6836 | 4 | 0 | 0 | 600 | 0 | 0 | 0 | 0 | 0 | 0 | 0 | 0% | 0% | #NUM! | 0 | 0 | 0 | 0 | 0 | 0 | 0
[95 empty] | 687 | 450.0476 | 4 | 0 | 0 | 600 | 0 | 0 | 0 | 0 | 0 | 0 | 0 | 0% | 0% | #NUM! | 0 | 0 | 0 | 0 | 0 | 0 | 0
[95 empty] | 688 | 450.4115 | 4 | 0 | 0 | 600 | 0 | 0 | 0 | 0 | 0 | 0 | 0 | 0% | 0% | #NUM! | 0 | 0 | 0 | 0 | 0 | 0 | 0
[95 empty] | 689 | 450.7755 | 4 | 0 | 0 | 600 | 0 | 0 | 0 | 0 | 0 | 0 | 0 | 0% | 0% | #NUM! | 0 | 0 | 0 | 0 | 0 | 0 | 0
[95 empty] | 690 | 451.1395 | 4 | 0 | 0 | 600 | 0 | 0 | 0 | 0 | 0 | 0 | 0 | 0% | 0% | #NUM! | 0 | 0 | 0 | 0 | 0 | 0 | 0
[95 empty] | 691 | 451.5034 | 4 | 0 | 0 | 600 | 0 | 0 | 0 | 0 | 0 | 0 | 0 | 0% | 0% | #NUM! | 0 | 0 | 0 | 0 | 0 | 0 | 0
[95 empty] | 692 | 451.8674 | 4 | 0 | 0 | 600 | 0 | 0 | 0 | 0 | 0 | 0 | 0 | 0% | 0% | #NUM! | 0 | 0 | 0 | 0 | 0 | 0 | 0
[95 empty] | 693 | 452.2314 | 4 | 0 | 0 | 600 | 0 | 0 | 0 | 0 | 0 | 0 | 0 | 0% | 0% | #NUM! | 0 | 0 | 0 | 0 | 0 | 0 | 0
[95 empty] | 694 | 452.5953 | 4 | 0 | 0 | 600 | 0 | 0 | 0 | 0 | 0 | 0 | 0 | 0% | 0% | #NUM! | 0 | 0 | 0 | 0 | 0 | 0 | 0
[95 empty] | 695 | 452.9593 | 4 | 0 | 0 | 600 | 0 | 0 | 0 | 0 | 0 | 0 | 0 | 0% | 0% | #NUM! | 0 | 0 | 0 | 0 | 0 | 0 | 0
[95 empty] | 696 | 453.3233 | 4 | 0 | 0 | 600 | 0 | 0 | 0 | 0 | 0 | 0 | 0 | 0% | 0% | #NUM! | 0 | 0 | 0 | 0 | 0 | 0 | 0
[95 empty] | 697 | 453.6873 | 4 | 0 | 0 | 600 | 0 | 0 | 0 | 0 | 0 | 0 | 0 | 0% | 0% | #NUM! | 0 | 0 | 0 | 0 | 0 | 0 | 0
[95 empty] | 698 | 454.0512 | 4 | 0 | 0 | 600 | 0 | 0 | 0 | 0 | 0 | 0 | 0 | 0% | 0% | #NUM! | 0 | 0 | 0 | 0 | 0 | 0 | 0
[95 empty] | 699 | 454.4152 | 4 | 0 | 0 | 600 | 0 | 0 | 0 | 0 | 0 | 0 | 0 | 0% | 0% | #NUM! | 0 | 0 | 0 | 0 | 0 | 0 | 0
[95 empty] | 700 | 454.7792 | 4 | 0 | 0 | 600 | 0 | 0 | 0 | 0 | 0 | 0 | 0 | 0% | 0% | #NUM! | 0 | 0 | 0 | 0 | 0 | 0 | 0
[95 empty] | 701 | 455.1431 | 4 | 0 | 0 | 600 | 0 | 0 | 0 | 0 | 0 | 0 | 0 | 0% | 0% | #NUM! | 0 | 0 | 0 | 0 | 0 | 0 | 0
[95 empty] | 702 | 455.5071 | 4 | 0 | 0 | 600 | 0 | 0 | 0 | 0 | 0 | 0 | 0 | 0% | 0% | #NUM! | 0 | 0 | 0 | 0 | 0 | 0 | 0
[95 empty] | 703 | 455.8711 | 4 | 0 | 0 | 600 | 0 | 0 | 0 | 0 | 0 | 0 | 0 | 0% | 0% | #NUM! | 0 | 0 | 0 | 0 | 0 | 0 | 0
[95 empty] | 704 | 456.235 | 4 | 0 | 0 | 600 | 0 | 0 | 0 | 0 | 0 | 0 | 0 | 0% | 0% | #NUM! | 0 | 0 | 0 | 0 | 0 | 0 | 0
[95 empty] | 705 | 456.599 | 4 | 0 | 0 | 600 | 0 | 0 | 0 | 0 | 0 | 0 | 0 | 0% | 0% | #NUM! | 0 | 0 | 0 | 0 | 0 | 0 | 0
[95 empty] | 706 | 456.963 | 4 | 0 | 0 | 600 | 0 | 0 | 0 | 0 | 0 | 0 | 0 | 0% | 0% | #NUM! | 0 | 0 | 0 | 0 | 0 | 0 | 0
[95 empty] | 707 | 457.327 | 4 | 0 | 0 | 600 | 0 | 0 | 0 | 0 | 0 | 0 | 0 | 0% | 0% | #NUM! | 0 | 0 | 0 | 0 | 0 | 0 | 0
[95 empty] | 708 | 457.6909 | 4 | 0 | 0 | 600 | 0 | 0 | 0 | 0 | 0 | 0 | 0 | 0% | 0% | #NUM! | 0 | 0 | 0 | 0 | 0 | 0 | 0
[95 empty] | 709 | 458.0549 | 4 | 0 | 0 | 600 | 0 | 0 | 0 | 0 | 0 | 0 | 0 | 0% | 0% | #NUM! | 0 | 0 | 0 | 0 | 0 | 0 | 0
[95 empty] | 710 | 458.4189 | 4 | 0 | 0 | 600 | 0 | 0 | 0 | 0 | 0 | 0 | 0 | 0% | 0% | #NUM! | 0 | 0 | 0 | 0 | 0 | 0 | 0
[95 empty] | 711 | 458.7828 | 4 | 0 | 0 | 600 | 0 | 0 | 0 | 0 | 0 | 0 | 0 | 0% | 0% | #NUM! | 0 | 0 | 0 | 0 | 0 | 0 | 0
[95 empty] | 712 | 459.1468 | 4 | 0 | 0 | 600 | 0 | 0 | 0 | 0 | 0 | 0 | 0 | 0% | 0% | #NUM! | 0 | 0 | 0 | 0 | 0 | 0 | 0
[95 empty] | 713 | 459.5108 | 4 | 0 | 0 | 600 | 0 | 0 | 0 | 0 | 0 | 0 | 0 | 0% | 0% | #NUM! | 0 | 0 | 0 | 0 | 0 | 0 | 0
[95 empty] | 714 | 459.8747 | 4 | 0 | 0 | 600 | 0 | 0 | 0 | 0 | 0 | 0 | 0 | 0% | 0% | #NUM! | 0 | 0 | 0 | 0 | 0 | 0 | 0
[95 empty] | 715 | 460.2387 | 4 | 0 | 0 | 600 | 0 | 0 | 0 | 0 | 0 | 0 | 0 | 0% | 0% | #NUM! | 0 | 0 | 0 | 0 | 0 | 0 | 0
[95 empty] | 716 | 460.6027 | 4 | 0 | 0 | 600 | 0 | 0 | 0 | 0 | 0 | 0 | 0 | 0% | 0% | #NUM! | 0 | 0 | 0 | 0 | 0 | 0 | 0
[95 empty] | 717 | 460.9667 | 4 | 0 | 0 | 600 | 0 | 0 | 0 | 0 | 0 | 0 | 0 | 0% | 0% | #NUM! | 0 | 0 | 0 | 0 | 0 | 0 | 0
[95 empty] | 718 | 461.3306 | 4 | 0 | 0 | 600 | 0 | 0 | 0 | 0 | 0 | 0 | 0 | 0% | 0% | #NUM! | 0 | 0 | 0 | 0 | 0 | 0 | 0
[95 empty] | 719 | 461.6946 | 4 | 0 | 0 | 600 | 0 | 0 | 0 | 0 | 0 | 0 | 0 | 0% | 0% | #NUM! | 0 | 0 | 0 | 0 | 0 | 0 | 0
[95 empty] | 720 | 462.0586 | 4 | 0 | 0 | 600 | 0 | 0 | 0 | 0 | 0 | 0 | 0 | 0% | 0% | #NUM! | 0 | 0 | 0 | 0 | 0 | 0 | 0
[95 empty] | 721 | 462.4225 | 4 | 0 | 0 | 600 | 0 | 0 | 0 | 0 | 0 | 0 | 0 | 0% | 0% | #NUM! | 0 | 0 | 0 | 0 | 0 | 0 | 0
[95 empty] | 722 | 462.7865 | 4 | 0 | 0 | 600 | 0 | 0 | 0 | 0 | 0 | 0 | 0 | 0% | 0% | #NUM! | 0 | 0 | 0 | 0 | 0 | 0 | 0
[95 empty] | 723 | 463.1505 | 4 | 0 | 0 | 600 | 0 | 0 | 0 | 0 | 0 | 0 | 0 | 0% | 0% | #NUM! | 0 | 0 | 0 | 0 | 0 | 0 | 0
[95 empty] | 724 | 463.5144 | 4 | 0 | 0 | 600 | 0 | 0 | 0 | 0 | 0 | 0 | 0 | 0% | 0% | #NUM! | 0 | 0 | 0 | 0 | 0 | 0 | 0
[95 empty] | 725 | 463.8784 | 4 | 0 | 0 | 600 | 0 | 0 | 0 | 0 | 0 | 0 | 0 | 0% | 0% | #NUM! | 0 | 0 | 0 | 0 | 0 | 0 | 0
[95 empty] | 726 | 464.2424 | 4 | 0 | 0 | 600 | 0 | 0 | 0 | 0 | 0 | 0 | 0 | 0% | 0% | #NUM! | 0 | 0 | 0 | 0 | 0 | 0 | 0
[95 empty] | 727 | 464.6064 | 4 | 0 | 0 | 600 | 0 | 0 | 0 | 0 | 0 | 0 | 0 | 0% | 0% | #NUM! | 0 | 0 | 0 | 0 | 0 | 0 | 0
[95 empty] | 728 | 464.9703 | 4 | 0 | 0 | 600 | 0 | 0 | 0 | 0 | 0 | 0 | 0 | 0% | 0% | #NUM! | 0 | 0 | 0 | 0 | 0 | 0 | 0
[95 empty] | 729 | 465.3343 | 4 | 0 | 0 | 600 | 0 | 0 | 0 | 0 | 0 | 0 | 0 | 0% | 0% | #NUM! | 0 | 0 | 0 | 0 | 0 | 0 | 0
[95 empty] | 730 | 465.6983 | 4 | 0 | 0 | 600 | 0 | 0 | 0 | 0 | 0 | 0 | 0 | 0% | 0% | #NUM! | 0 | 0 | 0 | 0 | 0 | 0 | 0
[95 empty] | 731 | 466.0622 | 4 | 0 | 0 | 600 | 0 | 0 | 0 | 0 | 0 | 0 | 0 | 0% | 0% | #NUM! | 0 | 0 | 0 | 0 | 0 | 0 | 0
[95 empty] | 732 | 466.4262 | 4 | 0 | 0 | 600 | 0 | 0 | 0 | 0 | 0 | 0 | 0 | 0% | 0% | #NUM! | 0 | 0 | 0 | 0 | 0 | 0 | 0
[95 empty] | 733 | 466.7902 | 4 | 0 | 0 | 600 | 0 | 0 | 0 | 0 | 0 | 0 | 0 | 0% | 0% | #NUM! | 0 | 0 | 0 | 0 | 0 | 0 | 0
[95 empty] | 734 | 467.1542 | 4 | 0 | 0 | 600 | 0 | 0 | 0 | 0 | 0 | 0 | 0 | 0% | 0% | #NUM! | 0 | 0 | 0 | 0 | 0 | 0 | 0
[95 empty] | 735 | 467.5181 | 4 | 0 | 0 | 600 | 0 | 0 | 0 | 0 | 0 | 0 | 0 | 0% | 0% | #NUM! | 0 | 0 | 0 | 0 | 0 | 0 | 0
[95 empty] | 736 | 467.8821 | 4 | 0 | 0 | 600 | 0 | 0 | 0 | 0 | 0 | 0 | 0 | 0% | 0% | #NUM! | 0 | 0 | 0 | 0 | 0 | 0 | 0
[95 empty] | 737 | 468.2461 | 4 | 0 | 0 | 600 | 0 | 0 | 0 | 0 | 0 | 0 | 0 | 0% | 0% | #NUM! | 0 | 0 | 0 | 0 | 0 | 0 | 0
[95 empty] | 738 | 468.61 | 4 | 0 | 0 | 600 | 0 | 0 | 0 | 0 | 0 | 0 | 0 | 0% | 0% | #NUM! | 0 | 0 | 0 | 0 | 0 | 0 | 0
[95 empty] | 739 | 468.974 | 4 | 0 | 0 | 600 | 0 | 0 | 0 | 0 | 0 | 0 | 0 | 0% | 0% | #NUM! | 0 | 0 | 0 | 0 | 0 | 0 | 0
[95 empty] | 740 | 469.338 | 4 | 0 | 0 | 600 | 0 | 0 | 0 | 0 | 0 | 0 | 0 | 0% | 0% | #NUM! | 0 | 0 | 0 | 0 | 0 | 0 | 0
[95 empty] | 741 | 469.7019 | 4 | 0 | 0 | 600 | 0 | 0 | 0 | 0 | 0 | 0 | 0 | 0% | 0% | #NUM! | 0 | 0 | 0 | 0 | 0 | 0 | 0
[95 empty] | 742 | 470.0659 | 4 | 0 | 0 | 600 | 0 | 0 | 0 | 0 | 0 | 0 | 0 | 0% | 0% | #NUM! | 0 | 0 | 0 | 0 | 0 | 0 | 0
[95 empty] | 743 | 470.4299 | 4 | 0 | 0 | 600 | 0 | 0 | 0 | 0 | 0 | 0 | 0 | 0% | 0% | #NUM! | 0 | 0 | 0 | 0 | 0 | 0 | 0
[95 empty] | 744 | 470.7939 | 4 | 0 | 0 | 600 | 0 | 0 | 0 | 0 | 0 | 0 | 0 | 0% | 0% | #NUM! | 0 | 0 | 0 | 0 | 0 | 0 | 0
[95 empty] | 745 | 471.1578 | 4 | 0 | 0 | 600 | 0 | 0 | 0 | 0 | 0 | 0 | 0 | 0% | 0% | #NUM! | 0 | 0 | 0 | 0 | 0 | 0 | 0
[95 empty] | 746 | 471.5218 | 4 | 0 | 0 | 600 | 0 | 0 | 0 | 0 | 0 | 0 | 0 | 0% | 0% | #NUM! | 0 | 0 | 0 | 0 | 0 | 0 | 0
[95 empty] | 747 | 471.8858 | 4 | 0 | 0 | 600 | 0 | 0 | 0 | 0 | 0 | 0 | 0 | 0% | 0% | #NUM! | 0 | 0 | 0 | 0 | 0 | 0 | 0
[95 empty] | 748 | 472.2497 | 4 | 0 | 0 | 600 | 0 | 0 | 0 | 0 | 0 | 0 | 0 | 0% | 0% | #NUM! | 0 | 0 | 0 | 0 | 0 | 0 | 0
[95 empty] | 749 | 472.6137 | 4 | 0 | 0 | 600 | 0 | 0 | 0 | 0 | 0 | 0 | 0 | 0% | 0% | #NUM! | 0 | 0 | 0 | 0 | 0 | 0 | 0
[95 empty] | 750 | 472.9777 | 4 | 0 | 0 | 600 | 0 | 0 | 0 | 0 | 0 | 0 | 0 | 0% | 0% | #NUM! | 0 | 0 | 0 | 0 | 0 | 0 | 0
[95 empty] | 751 | 473.3416 | 4 | 0 | 0 | 600 | 0 | 0 | 0 | 0 | 0 | 0 | 0 | 0% | 0% | #NUM! | 0 | 0 | 0 | 0 | 0 | 0 | 0
[95 empty] | 752 | 473.7056 | 4 | 0 | 0 | 600 | 0 | 0 | 0 | 0 | 0 | 0 | 0 | 0% | 0% | #NUM! | 0 | 0 | 0 | 0 | 0 | 0 | 0
[95 empty] | 753 | 474.0696 | 4 | 0 | 0 | 600 | 0 | 0 | 0 | 0 | 0 | 0 | 0 | 0% | 0% | #NUM! | 0 | 0 | 0 | 0 | 0 | 0 | 0
[95 empty] | 754 | 474.4336 | 4 | 0 | 0 | 600 | 0 | 0 | 0 | 0 | 0 | 0 | 0 | 0% | 0% | #NUM! | 0 | 0 | 0 | 0 | 0 | 0 | 0
[95 empty] | 755 | 474.7975 | 4 | 0 | 0 | 600 | 0 | 0 | 0 | 0 | 0 | 0 | 0 | 0% | 0% | #NUM! | 0 | 0 | 0 | 0 | 0 | 0 | 0
[95 empty] | 756 | 475.1615 | 4 | 0 | 0 | 600 | 0 | 0 | 0 | 0 | 0 | 0 | 0 | 0% | 0% | #NUM! | 0 | 0 | 0 | 0 | 0 | 0 | 0
[95 empty] | 757 | 475.5255 | 4 | 0 | 0 | 600 | 0 | 0 | 0 | 0 | 0 | 0 | 0 | 0% | 0% | #NUM! | 0 | 0 | 0 | 0 | 0 | 0 | 0
[95 empty] | 758 | 475.8894 | 4 | 0 | 0 | 600 | 0 | 0 | 0 | 0 | 0 | 0 | 0 | 0% | 0% | #NUM! | 0 | 0 | 0 | 0 | 0 | 0 | 0
[95 empty] | 759 | 476.2534 | 4 | 0 | 0 | 600 | 0 | 0 | 0 | 0 | 0 | 0 | 0 | 0% | 0% | #NUM! | 0 | 0 | 0 | 0 | 0 | 0 | 0
[95 empty] | 760 | 476.6174 | 4 | 0 | 0 | 600 | 0 | 0 | 0 | 0 | 0 | 0 | 0 | 0% | 0% | #NUM! | 0 | 0 | 0 | 0 | 0 | 0 | 0
[95 empty] | 761 | 476.9813 | 4 | 0 | 0 | 600 | 0 | 0 | 0 | 0 | 0 | 0 | 0 | 0% | 0% | #NUM! | 0 | 0 | 0 | 0 | 0 | 0 | 0
[95 empty] | 762 | 477.3453 | 4 | 0 | 0 | 600 | 0 | 0 | 0 | 0 | 0 | 0 | 0 | 0% | 0% | #NUM! | 0 | 0 | 0 | 0 | 0 | 0 | 0
[95 empty] | 763 | 477.7093 | 4 | 0 | 0 | 600 | 0 | 0 | 0 | 0 | 0 | 0 | 0 | 0% | 0% | #NUM! | 0 | 0 | 0 | 0 | 0 | 0 | 0
[95 empty] | 764 | 478.0733 | 4 | 0 | 0 | 600 | 0 | 0 | 0 | 0 | 0 | 0 | 0 | 0% | 0% | #NUM! | 0 | 0 | 0 | 0 | 0 | 0 | 0
[95 empty] | 765 | 478.4372 | 4 | 0 | 0 | 600 | 0 | 0 | 0 | 0 | 0 | 0 | 0 | 0% | 0% | #NUM! | 0 | 0 | 0 | 0 | 0 | 0 | 0
[95 empty] | 766 | 478.8012 | 4 | 0 | 0 | 600 | 0 | 0 | 0 | 0 | 0 | 0 | 0 | 0% | 0% | #NUM! | 0 | 0 | 0 | 0 | 0 | 0 | 0
[95 empty] | 767 | 479.1652 | 4 | 0 | 0 | 600 | 0 | 0 | 0 | 0 | 0 | 0 | 0 | 0% | 0% | #NUM! | 0 | 0 | 0 | 0 | 0 | 0 | 0
[95 empty] | 768 | 479.5291 | 4 | 0 | 0 | 600 | 0 | 0 | 0 | 0 | 0 | 0 | 0 | 0% | 0% | #NUM! | 0 | 0 | 0 | 0 | 0 | 0 | 0
[95 empty] | 769 | 479.8931 | 4 | 0 | 0 | 600 | 0 | 0 | 0 | 0 | 0 | 0 | 0 | 0% | 0% | #NUM! | 0 | 0 | 0 | 0 | 0 | 0 | 0
[95 empty] | 770 | 480.2571 | 4 | 0 | 0 | 600 | 0 | 0 | 0 | 0 | 0 | 0 | 0 | 0% | 0% | #NUM! | 0 | 0 | 0 | 0 | 0 | 0 | 0
[95 empty] | 771 | 480.6211 | 4 | 0 | 0 | 600 | 0 | 0 | 0 | 0 | 0 | 0 | 0 | 0% | 0% | #NUM! | 0 | 0 | 0 | 0 | 0 | 0 | 0
[95 empty] | 772 | 480.985 | 4 | 0 | 0 | 600 | 0 | 0 | 0 | 0 | 0 | 0 | 0 | 0% | 0% | #NUM! | 0 | 0 | 0 | 0 | 0 | 0 | 0
[95 empty] | 773 | 481.349 | 4 | 0 | 0 | 600 | 0 | 0 | 0 | 0 | 0 | 0 | 0 | 0% | 0% | #NUM! | 0 | 0 | 0 | 0 | 0 | 0 | 0
[95 empty] | 774 | 481.713 | 4 | 0 | 0 | 600 | 0 | 0 | 0 | 0 | 0 | 0 | 0 | 0% | 0% | #NUM! | 0 | 0 | 0 | 0 | 0 | 0 | 0
[95 empty] | 775 | 482.0769 | 4 | 0 | 0 | 600 | 0 | 0 | 0 | 0 | 0 | 0 | 0 | 0% | 0% | #NUM! | 0 | 0 | 0 | 0 | 0 | 0 | 0
[95 empty] | 776 | 482.4409 | 4 | 0 | 0 | 600 | 0 | 0 | 0 | 0 | 0 | 0 | 0 | 0% | 0% | #NUM! | 0 | 0 | 0 | 0 | 0 | 0 | 0
[95 empty] | 777 | 482.8049 | 4 | 0 | 0 | 600 | 0 | 0 | 0 | 0 | 0 | 0 | 0 | 0% | 0% | #NUM! | 0 | 0 | 0 | 0 | 0 | 0 | 0
[95 empty] | 778 | 483.1688 | 4 | 0 | 0 | 600 | 0 | 0 | 0 | 0 | 0 | 0 | 0 | 0% | 0% | #NUM! | 0 | 0 | 0 | 0 | 0 | 0 | 0
[95 empty] | 779 | 483.5328 | 4 | 0 | 0 | 600 | 0 | 0 | 0 | 0 | 0 | 0 | 0 | 0% | 0% | #NUM! | 0 | 0 | 0 | 0 | 0 | 0 | 0
[95 empty] | 780 | 483.8968 | 4 | 0 | 0 | 600 | 0 | 0 | 0 | 0 | 0 | 0 | 0 | 0% | 0% | #NUM! | 0 | 0 | 0 | 0 | 0 | 0 | 0
[95 empty] | 781 | 484.2608 | 4 | 0 | 0 | 600 | 0 | 0 | 0 | 0 | 0 | 0 | 0 | 0% | 0% | #NUM! | 0 | 0 | 0 | 0 | 0 | 0 | 0
[95 empty] | 782 | 484.6247 | 4 | 0 | 0 | 600 | 0 | 0 | 0 | 0 | 0 | 0 | 0 | 0% | 0% | #NUM! | 0 | 0 | 0 | 0 | 0 | 0 | 0
[95 empty] | 783 | 484.9887 | 4 | 0 | 0 | 600 | 0 | 0 | 0 | 0 | 0 | 0 | 0 | 0% | 0% | #NUM! | 0 | 0 | 0 | 0 | 0 | 0 | 0
[95 empty] | 784 | 485.3527 | 4 | 0 | 0 | 600 | 0 | 0 | 0 | 0 | 0 | 0 | 0 | 0% | 0% | #NUM! | 0 | 0 | 0 | 0 | 0 | 0 | 0
[95 empty] | 785 | 485.7166 | 4 | 0 | 0 | 600 | 0 | 0 | 0 | 0 | 0 | 0 | 0 | 0% | 0% | #NUM! | 0 | 0 | 0 | 0 | 0 | 0 | 0
[95 empty] | 786 | 486.0806 | 4 | 0 | 0 | 600 | 0 | 0 | 0 | 0 | 0 | 0 | 0 | 0% | 0% | #NUM! | 0 | 0 | 0 | 0 | 0 | 0 | 0
[95 empty] | 787 | 486.4446 | 4 | 0 | 0 | 600 | 0 | 0 | 0 | 0 | 0 | 0 | 0 | 0% | 0% | #NUM! | 0 | 0 | 0 | 0 | 0 | 0 | 0
[95 empty] | 788 | 486.8085 | 4 | 0 | 0 | 600 | 0 | 0 | 0 | 0 | 0 | 0 | 0 | 0% | 0% | #NUM! | 0 | 0 | 0 | 0 | 0 | 0 | 0
[95 empty] | 789 | 487.1725 | 4 | 0 | 0 | 600 | 0 | 0 | 0 | 0 | 0 | 0 | 0 | 0% | 0% | #NUM! | 0 | 0 | 0 | 0 | 0 | 0 | 0
[95 empty] | 790 | 487.5365 | 4 | 0 | 0 | 600 | 0 | 0 | 0 | 0 | 0 | 0 | 0 | 0% | 0% | #NUM! | 0 | 0 | 0 | 0 | 0 | 0 | 0
[95 empty] | 791 | 487.9005 | 4 | 0 | 0 | 600 | 0 | 0 | 0 | 0 | 0 | 0 | 0 | 0% | 0% | #NUM! | 0 | 0 | 0 | 0 | 0 | 0 | 0
[95 empty] | 792 | 488.2644 | 4 | 0 | 0 | 600 | 0 | 0 | 0 | 0 | 0 | 0 | 0 | 0% | 0% | #NUM! | 0 | 0 | 0 | 0 | 0 | 0 | 0
[95 empty] | 793 | 488.6284 | 4 | 0 | 0 | 600 | 0 | 0 | 0 | 0 | 0 | 0 | 0 | 0% | 0% | #NUM! | 0 | 0 | 0 | 0 | 0 | 0 | 0
[95 empty] | 794 | 488.9924 | 4 | 0 | 0 | 600 | 0 | 0 | 0 | 0 | 0 | 0 | 0 | 0% | 0% | #NUM! | 0 | 0 | 0 | 0 | 0 | 0 | 0
[95 empty] | 795 | 489.3563 | 4 | 0 | 0 | 600 | 0 | 0 | 0 | 0 | 0 | 0 | 0 | 0% | 0% | #NUM! | 0 | 0 | 0 | 0 | 0 | 0 | 0
[95 empty] | 796 | 489.7203 | 4 | 0 | 0 | 600 | 0 | 0 | 0 | 0 | 0 | 0 | 0 | 0% | 0% | #NUM! | 0 | 0 | 0 | 0 | 0 | 0 | 0
[95 empty] | 797 | 490.0843 | 4 | 0 | 0 | 600 | 0 | 0 | 0 | 0 | 0 | 0 | 0 | 0% | 0% | #NUM! | 0 | 0 | 0 | 0 | 0 | 0 | 0
[95 empty] | 798 | 490.4482 | 4 | 0 | 0 | 600 | 0 | 0 | 0 | 0 | 0 | 0 | 0 | 0% | 0% | #NUM! | 0 | 0 | 0 | 0 | 0 | 0 | 0
[95 empty] | 799 | 490.8122 | 4 | 0 | 0 | 600 | 0 | 0 | 0 | 0 | 0 | 0 | 0 | 0% | 0% | #NUM! | 0 | 0 | 0 | 0 | 0 | 0 | 0
[95 empty] | 800 | 491.1762 | 4 | 0 | 0 | 600 | 0 | 0 | 0 | 0 | 0 | 0 | 0 | 0% | 0% | #NUM! | 0 | 0 | 0 | 0 | 0 | 0 | 0
[95 empty] | 801 | 491.5402 | 4 | 0 | 0 | 600 | 0 | 0 | 0 | 0 | 0 | 0 | 0 | 0% | 0% | #NUM! | 0 | 0 | 0 | 0 | 0 | 0 | 0
[95 empty] | 802 | 491.9041 | 4 | 0 | 0 | 600 | 0 | 0 | 0 | 0 | 0 | 0 | 0 | 0% | 0% | #NUM! | 0 | 0 | 0 | 0 | 0 | 0 | 0
[95 empty] | 803 | 492.2681 | 4 | 0 | 0 | 600 | 0 | 0 | 0 | 0 | 0 | 0 | 0 | 0% | 0% | #NUM! | 0 | 0 | 0 | 0 | 0 | 0 | 0
[95 empty] | 804 | 492.6321 | 4 | 0 | 0 | 600 | 0 | 0 | 0 | 0 | 0 | 0 | 0 | 0% | 0% | #NUM! | 0 | 0 | 0 | 0 | 0 | 0 | 0
[95 empty] | 805 | 492.996 | 4 | 0 | 0 | 600 | 0 | 0 | 0 | 0 | 0 | 0 | 0 | 0% | 0% | #NUM! | 0 | 0 | 0 | 0 | 0 | 0 | 0
[95 empty] | 806 | 493.36 | 4 | 0 | 0 | 600 | 0 | 0 | 0 | 0 | 0 | 0 | 0 | 0% | 0% | #NUM! | 0 | 0 | 0 | 0 | 0 | 0 | 0
[95 empty] | 807 | 493.724 | 4 | 0 | 0 | 600 | 0 | 0 | 0 | 0 | 0 | 0 | 0 | 0% | 0% | #NUM! | 0 | 0 | 0 | 0 | 0 | 0 | 0
[95 empty] | 808 | 494.0879 | 4 | 0 | 0 | 600 | 0 | 0 | 0 | 0 | 0 | 0 | 0 | 0% | 0% | #NUM! | 0 | 0 | 0 | 0 | 0 | 0 | 0
[95 empty] | 809 | 494.4519 | 4 | 0 | 0 | 600 | 0 | 0 | 0 | 0 | 0 | 0 | 0 | 0% | 0% | #NUM! | 0 | 0 | 0 | 0 | 0 | 0 | 0
[95 empty] | 810 | 494.8159 | 4 | 0 | 0 | 600 | 0 | 0 | 0 | 0 | 0 | 0 | 0 | 0% | 0% | #NUM! | 0 | 0 | 0 | 0 | 0 | 0 | 0
[95 empty] | 811 | 495.1799 | 4 | 0 | 0 | 600 | 0 | 0 | 0 | 0 | 0 | 0 | 0 | 0% | 0% | #NUM! | 0 | 0 | 0 | 0 | 0 | 0 | 0
[95 empty] | 812 | 495.5438 | 4 | 0 | 0 | 600 | 0 | 0 | 0 | 0 | 0 | 0 | 0 | 0% | 0% | #NUM! | 0 | 0 | 0 | 0 | 0 | 0 | 0
[95 empty] | 813 | 495.9078 | 4 | 0 | 0 | 600 | 0 | 0 | 0 | 0 | 0 | 0 | 0 | 0% | 0% | #NUM! | 0 | 0 | 0 | 0 | 0 | 0 | 0
[95 empty] | 814 | 496.2718 | 4 | 0 | 0 | 600 | 0 | 0 | 0 | 0 | 0 | 0 | 0 | 0% | 0% | #NUM! | 0 | 0 | 0 | 0 | 0 | 0 | 0
[95 empty] | 815 | 496.6357 | 4 | 0 | 0 | 600 | 0 | 0 | 0 | 0 | 0 | 0 | 0 | 0% | 0% | #NUM! | 0 | 0 | 0 | 0 | 0 | 0 | 0
[95 empty] | 816 | 496.9997 | 4 | 0 | 0 | 600 | 0 | 0 | 0 | 0 | 0 | 0 | 0 | 0% | 0% | #NUM! | 0 | 0 | 0 | 0 | 0 | 0 | 0
[95 empty] | 817 | 497.3637 | 4 | 0 | 0 | 600 | 0 | 0 | 0 | 0 | 0 | 0 | 0 | 0% | 0% | #NUM! | 0 | 0 | 0 | 0 | 0 | 0 | 0
[95 empty] | 818 | 497.7277 | 4 | 0 | 0 | 600 | 0 | 0 | 0 | 0 | 0 | 0 | 0 | 0% | 0% | #NUM! | 0 | 0 | 0 | 0 | 0 | 0 | 0
[95 empty] | 819 | 498.0916 | 4 | 0 | 0 | 600 | 0 | 0 | 0 | 0 | 0 | 0 | 0 | 0% | 0% | #NUM! | 0 | 0 | 0 | 0 | 0 | 0 | 0
[95 empty] | 820 | 498.4556 | 4 | 0 | 0 | 600 | 0 | 0 | 0 | 0 | 0 | 0 | 0 | 0% | 0% | #NUM! | 0 | 0 | 0 | 0 | 0 | 0 | 0
[95 empty] | 821 | 498.8196 | 4 | 0 | 0 | 600 | 0 | 0 | 0 | 0 | 0 | 0 | 0 | 0% | 0% | #NUM! | 0 | 0 | 0 | 0 | 0 | 0 | 0
[95 empty] | 822 | 499.1835 | 4 | 0 | 0 | 600 | 0 | 0 | 0 | 0 | 0 | 0 | 0 | 0% | 0% | #NUM! | 0 | 0 | 0 | 0 | 0 | 0 | 0
[95 empty] | 823 | 499.5475 | 4 | 0 | 0 | 600 | 0 | 0 | 0 | 0 | 0 | 0 | 0 | 0% | 0% | #NUM! | 0 | 0 | 0 | 0 | 0 | 0 | 0
[95 empty] | 824 | 499.9115 | 4 | 0 | 0 | 600 | 0 | 0 | 0 | 0 | 0 | 0 | 0 | 0% | 0% | #NUM! | 0 | 0 | 0 | 0 | 0 | 0 | 0
[95 empty] | 825 | 500.2754 | 4 | 0 | 0 | 600 | 0 | 0 | 0 | 0 | 0 | 0 | 0 | 0% | 0% | #NUM! | 0 | 0 | 0 | 0 | 0 | 0 | 0
[95 empty] | 826 | 500.6394 | 4 | 0 | 0 | 600 | 0 | 0 | 0 | 0 | 0 | 0 | 0 | 0% | 0% | #NUM! | 0 | 0 | 0 | 0 | 0 | 0 | 0
[95 empty] | 827 | 501.0034 | 4 | 0 | 0 | 600 | 0 | 0 | 0 | 0 | 0 | 0 | 0 | 0% | 0% | #NUM! | 0 | 0 | 0 | 0 | 0 | 0 | 0
[95 empty] | 828 | 501.3674 | 4 | 0 | 0 | 600 | 0 | 0 | 0 | 0 | 0 | 0 | 0 | 0% | 0% | #NUM! | 0 | 0 | 0 | 0 | 0 | 0 | 0
[95 empty] | 829 | 501.7313 | 4 | 0 | 0 | 600 | 0 | 0 | 0 | 0 | 0 | 0 | 0 | 0% | 0% | #NUM! | 0 | 0 | 0 | 0 | 0 | 0 | 0
[95 empty] | 830 | 502.0953 | 4 | 0 | 0 | 600 | 0 | 0 | 0 | 0 | 0 | 0 | 0 | 0% | 0% | #NUM! | 0 | 0 | 0 | 0 | 0 | 0 | 0
[95 empty] | 831 | 502.4593 | 4 | 0 | 0 | 600 | 0 | 0 | 0 | 0 | 0 | 0 | 0 | 0% | 0% | #NUM! | 0 | 0 | 0 | 0 | 0 | 0 | 0
[95 empty] | 832 | 502.8232 | 4 | 0 | 0 | 600 | 0 | 0 | 0 | 0 | 0 | 0 | 0 | 0% | 0% | #NUM! | 0 | 0 | 0 | 0 | 0 | 0 | 0
[95 empty] | 833 | 503.1872 | 4 | 0 | 0 | 600 | 0 | 0 | 0 | 0 | 0 | 0 | 0 | 0% | 0% | #NUM! | 0 | 0 | 0 | 0 | 0 | 0 | 0
[95 empty] | 834 | 503.5512 | 4 | 0 | 0 | 600 | 0 | 0 | 0 | 0 | 0 | 0 | 0 | 0% | 0% | #NUM! | 0 | 0 | 0 | 0 | 0 | 0 | 0
[95 empty] | 835 | 503.9151 | 4 | 0 | 0 | 600 | 0 | 0 | 0 | 0 | 0 | 0 | 0 | 0% | 0% | #NUM! | 0 | 0 | 0 | 0 | 0 | 0 | 0
[95 empty] | 836 | 504.2791 | 4 | 0 | 0 | 600 | 0 | 0 | 0 | 0 | 0 | 0 | 0 | 0% | 0% | #NUM! | 0 | 0 | 0 | 0 | 0 | 0 | 0
[95 empty] | 837 | 504.6431 | 4 | 0 | 0 | 600 | 0 | 0 | 0 | 0 | 0 | 0 | 0 | 0% | 0% | #NUM! | 0 | 0 | 0 | 0 | 0 | 0 | 0
[95 empty] | 838 | 505.0071 | 4 | 0 | 0 | 600 | 0 | 0 | 0 | 0 | 0 | 0 | 0 | 0% | 0% | #NUM! | 0 | 0 | 0 | 0 | 0 | 0 | 0
[95 empty] | 839 | 505.371 | 4 | 0 | 0 | 600 | 0 | 0 | 0 | 0 | 0 | 0 | 0 | 0% | 0% | #NUM! | 0 | 0 | 0 | 0 | 0 | 0 | 0
[95 empty] | 840 | 505.735 | 4 | 0 | 0 | 600 | 0 | 0 | 0 | 0 | 0 | 0 | 0 | 0% | 0% | #NUM! | 0 | 0 | 0 | 0 | 0 | 0 | 0
[95 empty] | 841 | 506.099 | 4 | 0 | 0 | 600 | 0 | 0 | 0 | 0 | 0 | 0 | 0 | 0% | 0% | #NUM! | 0 | 0 | 0 | 0 | 0 | 0 | 0
[95 empty] | 842 | 506.4629 | 4 | 0 | 0 | 600 | 0 | 0 | 0 | 0 | 0 | 0 | 0 | 0% | 0% | #NUM! | 0 | 0 | 0 | 0 | 0 | 0 | 0
[95 empty] | 843 | 506.8269 | 4 | 0 | 0 | 600 | 0 | 0 | 0 | 0 | 0 | 0 | 0 | 0% | 0% | #NUM! | 0 | 0 | 0 | 0 | 0 | 0 | 0
[95 empty] | 844 | 507.1909 | 4 | 0 | 0 | 600 | 0 | 0 | 0 | 0 | 0 | 0 | 0 | 0% | 0% | #NUM! | 0 | 0 | 0 | 0 | 0 | 0 | 0
[95 empty] | 845 | 507.5548 | 4 | 0 | 0 | 600 | 0 | 0 | 0 | 0 | 0 | 0 | 0 | 0% | 0% | #NUM! | 0 | 0 | 0 | 0 | 0 | 0 | 0
[95 empty] | 846 | 507.9188 | 4 | 0 | 0 | 600 | 0 | 0 | 0 | 0 | 0 | 0 | 0 | 0% | 0% | #NUM! | 0 | 0 | 0 | 0 | 0 | 0 | 0
[95 empty] | 847 | 508.2828 | 4 | 0 | 0 | 600 | 0 | 0 | 0 | 0 | 0 | 0 | 0 | 0% | 0% | #NUM! | 0 | 0 | 0 | 0 | 0 | 0 | 0
[95 empty] | 848 | 508.6468 | 4 | 0 | 0 | 600 | 0 | 0 | 0 | 0 | 0 | 0 | 0 | 0% | 0% | #NUM! | 0 | 0 | 0 | 0 | 0 | 0 | 0
[95 empty] | 849 | 509.0107 | 4 | 0 | 0 | 600 | 0 | 0 | 0 | 0 | 0 | 0 | 0 | 0% | 0% | #NUM! | 0 | 0 | 0 | 0 | 0 | 0 | 0
[95 empty] | 850 | 509.3747 | 4 | 0 | 0 | 600 | 0 | 0 | 0 | 0 | 0 | 0 | 0 | 0% | 0% | #NUM! | 0 | 0 | 0 | 0 | 0 | 0 | 0
[95 empty] | 851 | 509.7387 | 4 | 0 | 0 | 600 | 0 | 0 | 0 | 0 | 0 | 0 | 0 | 0% | 0% | #NUM! | 0 | 0 | 0 | 0 | 0 | 0 | 0
[95 empty] | 852 | 510.1026 | 4 | 0 | 0 | 600 | 0 | 0 | 0 | 0 | 0 | 0 | 0 | 0% | 0% | #NUM! | 0 | 0 | 0 | 0 | 0 | 0 | 0
[95 empty] | 853 | 510.4666 | 4 | 0 | 0 | 600 | 0 | 0 | 0 | 0 | 0 | 0 | 0 | 0% | 0% | #NUM! | 0 | 0 | 0 | 0 | 0 | 0 | 0
[95 empty] | 854 | 510.8306 | 4 | 0 | 0 | 600 | 0 | 0 | 0 | 0 | 0 | 0 | 0 | 0% | 0% | #NUM! | 0 | 0 | 0 | 0 | 0 | 0 | 0
[95 empty] | 855 | 511.1946 | 4 | 0 | 0 | 600 | 0 | 0 | 0 | 0 | 0 | 0 | 0 | 0% | 0% | #NUM! | 0 | 0 | 0 | 0 | 0 | 0 | 0
[95 empty] | 856 | 511.5585 | 4 | 0 | 0 | 600 | 0 | 0 | 0 | 0 | 0 | 0 | 0 | 0% | 0% | #NUM! | 0 | 0 | 0 | 0 | 0 | 0 | 0
[95 empty] | 857 | 511.9225 | 4 | 0 | 0 | 600 | 0 | 0 | 0 | 0 | 0 | 0 | 0 | 0% | 0% | #NUM! | 0 | 0 | 0 | 0 | 0 | 0 | 0
[95 empty] | 858 | 512.2865 | 4 | 0 | 0 | 600 | 0 | 0 | 0 | 0 | 0 | 0 | 0 | 0% | 0% | #NUM! | 0 | 0 | 0 | 0 | 0 | 0 | 0
[95 empty] | 859 | 512.6504 | 4 | 0 | 0 | 600 | 0 | 0 | 0 | 0 | 0 | 0 | 0 | 0% | 0% | #NUM! | 0 | 0 | 0 | 0 | 0 | 0 | 0
[95 empty] | 860 | 513.0144 | 4 | 0 | 0 | 600 | 0 | 0 | 0 | 0 | 0 | 0 | 0 | 0% | 0% | #NUM! | 0 | 0 | 0 | 0 | 0 | 0 | 0
[95 empty] | 861 | 513.3784 | 4 | 0 | 0 | 600 | 0 | 0 | 0 | 0 | 0 | 0 | 0 | 0% | 0% | #NUM! | 0 | 0 | 0 | 0 | 0 | 0 | 0
[95 empty] | 862 | 513.7423 | 4 | 0 | 0 | 600 | 0 | 0 | 0 | 0 | 0 | 0 | 0 | 0% | 0% | #NUM! | 0 | 0 | 0 | 0 | 0 | 0 | 0
[95 empty] | 863 | 514.1063 | 4 | 0 | 0 | 600 | 0 | 0 | 0 | 0 | 0 | 0 | 0 | 0% | 0% | #NUM! | 0 | 0 | 0 | 0 | 0 | 0 | 0
[95 empty] | 864 | 514.4703 | 4 | 0 | 0 | 600 | 0 | 0 | 0 | 0 | 0 | 0 | 0 | 0% | 0% | #NUM! | 0 | 0 | 0 | 0 | 0 | 0 | 0
[95 empty] | 865 | 514.8343 | 4 | 0 | 0 | 600 | 0 | 0 | 0 | 0 | 0 | 0 | 0 | 0% | 0% | #NUM! | 0 | 0 | 0 | 0 | 0 | 0 | 0
[95 empty] | 866 | 515.1982 | 4 | 0 | 0 | 600 | 0 | 0 | 0 | 0 | 0 | 0 | 0 | 0% | 0% | #NUM! | 0 | 0 | 0 | 0 | 0 | 0 | 0
[95 empty] | 867 | 515.5622 | 4 | 0 | 0 | 600 | 0 | 0 | 0 | 0 | 0 | 0 | 0 | 0% | 0% | #NUM! | 0 | 0 | 0 | 0 | 0 | 0 | 0
[95 empty] | 868 | 515.9262 | 4 | 0 | 0 | 600 | 0 | 0 | 0 | 0 | 0 | 0 | 0 | 0% | 0% | #NUM! | 0 | 0 | 0 | 0 | 0 | 0 | 0
[95 empty] | 869 | 516.2901 | 4 | 0 | 0 | 600 | 0 | 0 | 0 | 0 | 0 | 0 | 0 | 0% | 0% | #NUM! | 0 | 0 | 0 | 0 | 0 | 0 | 0
[95 empty] | 870 | 516.6541 | 4 | 0 | 0 | 600 | 0 | 0 | 0 | 0 | 0 | 0 | 0 | 0% | 0% | #NUM! | 0 | 0 | 0 | 0 | 0 | 0 | 0
[95 empty] | 871 | 517.0181 | 4 | 0 | 0 | 600 | 0 | 0 | 0 | 0 | 0 | 0 | 0 | 0% | 0% | #NUM! | 0 | 0 | 0 | 0 | 0 | 0 | 0
[95 empty] | 872 | 517.382 | 4 | 0 | 0 | 600 | 0 | 0 | 0 | 0 | 0 | 0 | 0 | 0% | 0% | #NUM! | 0 | 0 | 0 | 0 | 0 | 0 | 0
[95 empty] | 873 | 517.746 | 4 | 0 | 0 | 600 | 0 | 0 | 0 | 0 | 0 | 0 | 0 | 0% | 0% | #NUM! | 0 | 0 | 0 | 0 | 0 | 0 | 0
[95 empty] | 874 | 518.11 | 4 | 0 | 0 | 600 | 0 | 0 | 0 | 0 | 0 | 0 | 0 | 0% | 0% | #NUM! | 0 | 0 | 0 | 0 | 0 | 0 | 0
[95 empty] | 875 | 518.474 | 4 | 0 | 0 | 600 | 0 | 0 | 0 | 0 | 0 | 0 | 0 | 0% | 0% | #NUM! | 0 | 0 | 0 | 0 | 0 | 0 | 0
[95 empty] | 876 | 518.8379 | 4 | 0 | 0 | 600 | 0 | 0 | 0 | 0 | 0 | 0 | 0 | 0% | 0% | #NUM! | 0 | 0 | 0 | 0 | 0 | 0 | 0
[95 empty] | 877 | 519.2019 | 4 | 0 | 0 | 600 | 0 | 0 | 0 | 0 | 0 | 0 | 0 | 0% | 0% | #NUM! | 0 | 0 | 0 | 0 | 0 | 0 | 0
[95 empty] | 878 | 519.5659 | 4 | 0 | 0 | 600 | 0 | 0 | 0 | 0 | 0 | 0 | 0 | 0% | 0% | #NUM! | 0 | 0 | 0 | 0 | 0 | 0 | 0
[95 empty] | 879 | 519.9298 | 4 | 0 | 0 | 600 | 0 | 0 | 0 | 0 | 0 | 0 | 0 | 0% | 0% | #NUM! | 0 | 0 | 0 | 0 | 0 | 0 | 0
[95 empty] | 880 | 520.2938 | 4 | 0 | 0 | 600 | 0 | 0 | 0 | 0 | 0 | 0 | 0 | 0% | 0% | #NUM! | 0 | 0 | 0 | 0 | 0 | 0 | 0
[95 empty] | 881 | 520.6578 | 4 | 0 | 0 | 600 | 0 | 0 | 0 | 0 | 0 | 0 | 0 | 0% | 0% | #NUM! | 0 | 0 | 0 | 0 | 0 | 0 | 0
[95 empty] | 882 | 521.0217 | 4 | 0 | 0 | 600 | 0 | 0 | 0 | 0 | 0 | 0 | 0 | 0% | 0% | #NUM! | 0 | 0 | 0 | 0 | 0 | 0 | 0
[95 empty] | 883 | 521.3857 | 4 | 0 | 0 | 600 | 0 | 0 | 0 | 0 | 0 | 0 | 0 | 0% | 0% | #NUM! | 0 | 0 | 0 | 0 | 0 | 0 | 0
[95 empty] | 884 | 521.7497 | 4 | 0 | 0 | 600 | 0 | 0 | 0 | 0 | 0 | 0 | 0 | 0% | 0% | #NUM! | 0 | 0 | 0 | 0 | 0 | 0 | 0
[95 empty] | 885 | 522.1137 | 4 | 0 | 0 | 600 | 0 | 0 | 0 | 0 | 0 | 0 | 0 | 0% | 0% | #NUM! | 0 | 0 | 0 | 0 | 0 | 0 | 0
[95 empty] | 886 | 522.4776 | 4 | 0 | 0 | 600 | 0 | 0 | 0 | 0 | 0 | 0 | 0 | 0% | 0% | #NUM! | 0 | 0 | 0 | 0 | 0 | 0 | 0
[95 empty] | 887 | 522.8416 | 4 | 0 | 0 | 600 | 0 | 0 | 0 | 0 | 0 | 0 | 0 | 0% | 0% | #NUM! | 0 | 0 | 0 | 0 | 0 | 0 | 0
[95 empty] | 888 | 523.2056 | 4 | 0 | 0 | 600 | 0 | 0 | 0 | 0 | 0 | 0 | 0 | 0% | 0% | #NUM! | 0 | 0 | 0 | 0 | 0 | 0 | 0
[95 empty] | 889 | 523.5695 | 4 | 0 | 0 | 600 | 0 | 0 | 0 | 0 | 0 | 0 | 0 | 0% | 0% | #NUM! | 0 | 0 | 0 | 0 | 0 | 0 | 0
[95 empty] | 890 | 523.9335 | 4 | 0 | 0 | 600 | 0 | 0 | 0 | 0 | 0 | 0 | 0 | 0% | 0% | #NUM! | 0 | 0 | 0 | 0 | 0 | 0 | 0
[95 empty] | 891 | 524.2975 | 4 | 0 | 0 | 600 | 0 | 0 | 0 | 0 | 0 | 0 | 0 | 0% | 0% | #NUM! | 0 | 0 | 0 | 0 | 0 | 0 | 0
[95 empty] | 892 | 524.6614 | 4 | 0 | 0 | 600 | 0 | 0 | 0 | 0 | 0 | 0 | 0 | 0% | 0% | #NUM! | 0 | 0 | 0 | 0 | 0 | 0 | 0
[95 empty] | 893 | 525.0254 | 4 | 0 | 0 | 600 | 0 | 0 | 0 | 0 | 0 | 0 | 0 | 0% | 0% | #NUM! | 0 | 0 | 0 | 0 | 0 | 0 | 0
[95 empty] | 894 | 525.3894 | 4 | 0 | 0 | 600 | 0 | 0 | 0 | 0 | 0 | 0 | 0 | 0% | 0% | #NUM! | 0 | 0 | 0 | 0 | 0 | 0 | 0
[95 empty] | 895 | 525.7534 | 4 | 0 | 0 | 600 | 0 | 0 | 0 | 0 | 0 | 0 | 0 | 0% | 0% | #NUM! | 0 | 0 | 0 | 0 | 0 | 0 | 0
[95 empty] | 896 | 526.1173 | 4 | 0 | 0 | 600 | 0 | 0 | 0 | 0 | 0 | 0 | 0 | 0% | 0% | #NUM! | 0 | 0 | 0 | 0 | 0 | 0 | 0
[95 empty] | 897 | 526.4813 | 4 | 0 | 0 | 600 | 0 | 0 | 0 | 0 | 0 | 0 | 0 | 0% | 0% | #NUM! | 0 | 0 | 0 | 0 | 0 | 0 | 0
[95 empty] | 898 | 526.8453 | 4 | 0 | 0 | 600 | 0 | 0 | 0 | 0 | 0 | 0 | 0 | 0% | 0% | #NUM! | 0 | 0 | 0 | 0 | 0 | 0 | 0
[95 empty] | 899 | 527.2092 | 4 | 0 | 0 | 600 | 0 | 0 | 0 | 0 | 0 | 0 | 0 | 0% | 0% | #NUM! | 0 | 0 | 0 | 0 | 0 | 0 | 0
[95 empty] | 900 | 527.5732 | 4 | 0 | 0 | 600 | 0 | 0 | 0 | 0 | 0 | 0 | 0 | 0% | 0% | #NUM! | 0 | 0 | 0 | 0 | 0 | 0 | 0
[95 empty] | 901 | 527.9372 | 4 | 0 | 0 | 600 | 0 | 0 | 0 | 0 | 0 | 0 | 0 | 0% | 0% | #NUM! | 0 | 0 | 0 | 0 | 0 | 0 | 0
[95 empty] | 902 | 528.3012 | 4 | 0 | 0 | 600 | 0 | 0 | 0 | 0 | 0 | 0 | 0 | 0% | 0% | #NUM! | 0 | 0 | 0 | 0 | 0 | 0 | 0
[95 empty] | 903 | 528.6651 | 4 | 0 | 0 | 600 | 0 | 0 | 0 | 0 | 0 | 0 | 0 | 0% | 0% | #NUM! | 0 | 0 | 0 | 0 | 0 | 0 | 0
[95 empty] | 904 | 529.0291 | 4 | 0 | 0 | 600 | 0 | 0 | 0 | 0 | 0 | 0 | 0 | 0% | 0% | #NUM! | 0 | 0 | 0 | 0 | 0 | 0 | 0
[95 empty] | 905 | 529.3931 | 4 | 0 | 0 | 600 | 0 | 0 | 0 | 0 | 0 | 0 | 0 | 0% | 0% | #NUM! | 0 | 0 | 0 | 0 | 0 | 0 | 0
[95 empty] | 906 | 529.757 | 4 | 0 | 0 | 600 | 0 | 0 | 0 | 0 | 0 | 0 | 0 | 0% | 0% | #NUM! | 0 | 0 | 0 | 0 | 0 | 0 | 0
[95 empty] | 907 | 530.121 | 4 | 0 | 0 | 600 | 0 | 0 | 0 | 0 | 0 | 0 | 0 | 0% | 0% | #NUM! | 0 | 0 | 0 | 0 | 0 | 0 | 0
[95 empty] | 908 | 530.485 | 4 | 0 | 0 | 600 | 0 | 0 | 0 | 0 | 0 | 0 | 0 | 0% | 0% | #NUM! | 0 | 0 | 0 | 0 | 0 | 0 | 0
[95 empty] | 909 | 530.8489 | 4 | 0 | 0 | 600 | 0 | 0 | 0 | 0 | 0 | 0 | 0 | 0% | 0% | #NUM! | 0 | 0 | 0 | 0 | 0 | 0 | 0
[95 empty] | 910 | 531.2129 | 4 | 0 | 0 | 600 | 0 | 0 | 0 | 0 | 0 | 0 | 0 | 0% | 0% | #NUM! | 0 | 0 | 0 | 0 | 0 | 0 | 0
[95 empty] | 911 | 531.5769 | 4 | 0 | 0 | 600 | 0 | 0 | 0 | 0 | 0 | 0 | 0 | 0% | 0% | #NUM! | 0 | 0 | 0 | 0 | 0 | 0 | 0
[95 empty] | 912 | 531.9409 | 4 | 0 | 0 | 600 | 0 | 0 | 0 | 0 | 0 | 0 | 0 | 0% | 0% | #NUM! | 0 | 0 | 0 | 0 | 0 | 0 | 0
[95 empty] | 913 | 532.3048 | 4 | 0 | 0 | 600 | 0 | 0 | 0 | 0 | 0 | 0 | 0 | 0% | 0% | #NUM! | 0 | 0 | 0 | 0 | 0 | 0 | 0
[95 empty] | 914 | 532.6688 | 4 | 0 | 0 | 600 | 0 | 0 | 0 | 0 | 0 | 0 | 0 | 0% | 0% | #NUM! | 0 | 0 | 0 | 0 | 0 | 0 | 0
[95 empty] | 915 | 533.0328 | 4 | 0 | 0 | 600 | 0 | 0 | 0 | 0 | 0 | 0 | 0 | 0% | 0% | #NUM! | 0 | 0 | 0 | 0 | 0 | 0 | 0
[95 empty] | 916 | 533.3967 | 4 | 0 | 0 | 600 | 0 | 0 | 0 | 0 | 0 | 0 | 0 | 0% | 0% | #NUM! | 0 | 0 | 0 | 0 | 0 | 0 | 0
[95 empty] | 917 | 533.7607 | 4 | 0 | 0 | 600 | 0 | 0 | 0 | 0 | 0 | 0 | 0 | 0% | 0% | #NUM! | 0 | 0 | 0 | 0 | 0 | 0 | 0
[95 empty] | 918 | 534.1247 | 4 | 0 | 0 | 600 | 0 | 0 | 0 | 0 | 0 | 0 | 0 | 0% | 0% | #NUM! | 0 | 0 | 0 | 0 | 0 | 0 | 0
[95 empty] | 919 | 534.4886 | 4 | 0 | 0 | 600 | 0 | 0 | 0 | 0 | 0 | 0 | 0 | 0% | 0% | #NUM! | 0 | 0 | 0 | 0 | 0 | 0 | 0
[95 empty] | 920 | 534.8526 | 4 | 0 | 0 | 600 | 0 | 0 | 0 | 0 | 0 | 0 | 0 | 0% | 0% | #NUM! | 0 | 0 | 0 | 0 | 0 | 0 | 0
[95 empty] | 921 | 535.2166 | 4 | 0 | 0 | 600 | 0 | 0 | 0 | 0 | 0 | 0 | 0 | 0% | 0% | #NUM! | 0 | 0 | 0 | 0 | 0 | 0 | 0
[95 empty] | 922 | 535.5806 | 4 | 0 | 0 | 600 | 0 | 0 | 0 | 0 | 0 | 0 | 0 | 0% | 0% | #NUM! | 0 | 0 | 0 | 0 | 0 | 0 | 0
[95 empty] | 923 | 535.9445 | 4 | 0 | 0 | 600 | 0 | 0 | 0 | 0 | 0 | 0 | 0 | 0% | 0% | #NUM! | 0 | 0 | 0 | 0 | 0 | 0 | 0
[95 empty] | 924 | 536.3085 | 4 | 0 | 0 | 600 | 0 | 0 | 0 | 0 | 0 | 0 | 0 | 0% | 0% | #NUM! | 0 | 0 | 0 | 0 | 0 | 0 | 0
[95 empty] | 925 | 536.6725 | 4 | 0 | 0 | 600 | 0 | 0 | 0 | 0 | 0 | 0 | 0 | 0% | 0% | #NUM! | 0 | 0 | 0 | 0 | 0 | 0 | 0
[95 empty] | 926 | 537.0364 | 4 | 0 | 0 | 600 | 0 | 0 | 0 | 0 | 0 | 0 | 0 | 0% | 0% | #NUM! | 0 | 0 | 0 | 0 | 0 | 0 | 0
[95 empty] | 927 | 537.4004 | 4 | 0 | 0 | 600 | 0 | 0 | 0 | 0 | 0 | 0 | 0 | 0% | 0% | #NUM! | 0 | 0 | 0 | 0 | 0 | 0 | 0
[95 empty] | 928 | 537.7644 | 4 | 0 | 0 | 600 | 0 | 0 | 0 | 0 | 0 | 0 | 0 | 0% | 0% | #NUM! | 0 | 0 | 0 | 0 | 0 | 0 | 0
[95 empty] | 929 | 538.1283 | 4 | 0 | 0 | 600 | 0 | 0 | 0 | 0 | 0 | 0 | 0 | 0% | 0% | #NUM! | 0 | 0 | 0 | 0 | 0 | 0 | 0
[95 empty] | 930 | 538.4923 | 4 | 0 | 0 | 600 | 0 | 0 | 0 | 0 | 0 | 0 | 0 | 0% | 0% | #NUM! | 0 | 0 | 0 | 0 | 0 | 0 | 0
[95 empty] | 931 | 538.8563 | 4 | 0 | 0 | 600 | 0 | 0 | 0 | 0 | 0 | 0 | 0 | 0% | 0% | #NUM! | 0 | 0 | 0 | 0 | 0 | 0 | 0
[95 empty] | 932 | 539.2203 | 4 | 0 | 0 | 600 | 0 | 0 | 0 | 0 | 0 | 0 | 0 | 0% | 0% | #NUM! | 0 | 0 | 0 | 0 | 0 | 0 | 0
[95 empty] | 933 | 539.5842 | 4 | 0 | 0 | 600 | 0 | 0 | 0 | 0 | 0 | 0 | 0 | 0% | 0% | #NUM! | 0 | 0 | 0 | 0 | 0 | 0 | 0
[95 empty] | 934 | 539.9482 | 4 | 0 | 0 | 600 | 0 | 0 | 0 | 0 | 0 | 0 | 0 | 0% | 0% | #NUM! | 0 | 0 | 0 | 0 | 0 | 0 | 0
[95 empty] | 935 | 540.3122 | 4 | 0 | 0 | 600 | 0 | 0 | 0 | 0 | 0 | 0 | 0 | 0% | 0% | #NUM! | 0 | 0 | 0 | 0 | 0 | 0 | 0
[95 empty] | 936 | 540.6761 | 4 | 0 | 0 | 600 | 0 | 0 | 0 | 0 | 0 | 0 | 0 | 0% | 0% | #NUM! | 0 | 0 | 0 | 0 | 0 | 0 | 0
[95 empty] | 937 | 541.0401 | 4 | 0 | 0 | 600 | 0 | 0 | 0 | 0 | 0 | 0 | 0 | 0% | 0% | #NUM! | 0 | 0 | 0 | 0 | 0 | 0 | 0
[95 empty] | 938 | 541.4041 | 4 | 0 | 0 | 600 | 0 | 0 | 0 | 0 | 0 | 0 | 0 | 0% | 0% | #NUM! | 0 | 0 | 0 | 0 | 0 | 0 | 0
[95 empty] | 939 | 541.768 | 4 | 0 | 0 | 600 | 0 | 0 | 0 | 0 | 0 | 0 | 0 | 0% | 0% | #NUM! | 0 | 0 | 0 | 0 | 0 | 0 | 0
[95 empty] | 940 | 542.132 | 4 | 0 | 0 | 600 | 0 | 0 | 0 | 0 | 0 | 0 | 0 | 0% | 0% | #NUM! | 0 | 0 | 0 | 0 | 0 | 0 | 0
[95 empty] | 941 | 542.496 | 4 | 0 | 0 | 600 | 0 | 0 | 0 | 0 | 0 | 0 | 0 | 0% | 0% | #NUM! | 0 | 0 | 0 | 0 | 0 | 0 | 0
[95 empty] | 942 | 542.86 | 4 | 0 | 0 | 600 | 0 | 0 | 0 | 0 | 0 | 0 | 0 | 0% | 0% | #NUM! | 0 | 0 | 0 | 0 | 0 | 0 | 0
[95 empty] | 943 | 543.2239 | 4 | 0 | 0 | 600 | 0 | 0 | 0 | 0 | 0 | 0 | 0 | 0% | 0% | #NUM! | 0 | 0 | 0 | 0 | 0 | 0 | 0
[95 empty] | 944 | 543.5879 | 4 | 0 | 0 | 600 | 0 | 0 | 0 | 0 | 0 | 0 | 0 | 0% | 0% | #NUM! | 0 | 0 | 0 | 0 | 0 | 0 | 0
[95 empty] | 945 | 543.9519 | 4 | 0 | 0 | 600 | 0 | 0 | 0 | 0 | 0 | 0 | 0 | 0% | 0% | #NUM! | 0 | 0 | 0 | 0 | 0 | 0 | 0
[95 empty] | 946 | 544.3158 | 4 | 0 | 0 | 600 | 0 | 0 | 0 | 0 | 0 | 0 | 0 | 0% | 0% | #NUM! | 0 | 0 | 0 | 0 | 0 | 0 | 0
[95 empty] | 947 | 544.6798 | 4 | 0 | 0 | 600 | 0 | 0 | 0 | 0 | 0 | 0 | 0 | 0% | 0% | #NUM! | 0 | 0 | 0 | 0 | 0 | 0 | 0
[95 empty] | 948 | 545.0438 | 4 | 0 | 0 | 600 | 0 | 0 | 0 | 0 | 0 | 0 | 0 | 0% | 0% | #NUM! | 0 | 0 | 0 | 0 | 0 | 0 | 0
[95 empty] | 949 | 545.4078 | 4 | 0 | 0 | 600 | 0 | 0 | 0 | 0 | 0 | 0 | 0 | 0% | 0% | #NUM! | 0 | 0 | 0 | 0 | 0 | 0 | 0
[95 empty] | 950 | 545.7717 | 4 | 0 | 0 | 600 | 0 | 0 | 0 | 0 | 0 | 0 | 0 | 0% | 0% | #NUM! | 0 | 0 | 0 | 0 | 0 | 0 | 0
[95 empty] | 951 | 546.1357 | 4 | 0 | 0 | 600 | 0 | 0 | 0 | 0 | 0 | 0 | 0 | 0% | 0% | #NUM! | 0 | 0 | 0 | 0 | 0 | 0 | 0
[95 empty] | 952 | 546.4997 | 4 | 0 | 0 | 600 | 0 | 0 | 0 | 0 | 0 | 0 | 0 | 0% | 0% | #NUM! | 0 | 0 | 0 | 0 | 0 | 0 | 0
[95 empty] | 953 | 546.8636 | 4 | 0 | 0 | 600 | 0 | 0 | 0 | 0 | 0 | 0 | 0 | 0% | 0% | #NUM! | 0 | 0 | 0 | 0 | 0 | 0 | 0
[95 empty] | 954 | 547.2276 | 4 | 0 | 0 | 600 | 0 | 0 | 0 | 0 | 0 | 0 | 0 | 0% | 0% | #NUM! | 0 | 0 | 0 | 0 | 0 | 0 | 0
[95 empty] | 955 | 547.5916 | 4 | 0 | 0 | 600 | 0 | 0 | 0 | 0 | 0 | 0 | 0 | 0% | 0% | #NUM! | 0 | 0 | 0 | 0 | 0 | 0 | 0
[95 empty] | 956 | 547.9555 | 4 | 0 | 0 | 600 | 0 | 0 | 0 | 0 | 0 | 0 | 0 | 0% | 0% | #NUM! | 0 | 0 | 0 | 0 | 0 | 0 | 0
[95 empty] | 957 | 548.3195 | 4 | 0 | 0 | 600 | 0 | 0 | 0 | 0 | 0 | 0 | 0 | 0% | 0% | #NUM! | 0 | 0 | 0 | 0 | 0 | 0 | 0
[95 empty] | 958 | 548.6835 | 4 | 0 | 0 | 600 | 0 | 0 | 0 | 0 | 0 | 0 | 0 | 0% | 0% | #NUM! | 0 | 0 | 0 | 0 | 0 | 0 | 0
[95 empty] | 959 | 549.0475 | 4 | 0 | 0 | 600 | 0 | 0 | 0 | 0 | 0 | 0 | 0 | 0% | 0% | #NUM! | 0 | 0 | 0 | 0 | 0 | 0 | 0
[95 empty] | 960 | 549.4114 | 4 | 0 | 0 | 600 | 0 | 0 | 0 | 0 | 0 | 0 | 0 | 0% | 0% | #NUM! | 0 | 0 | 0 | 0 | 0 | 0 | 0
[95 empty] | 961 | 549.7754 | 4 | 0 | 0 | 600 | 0 | 0 | 0 | 0 | 0 | 0 | 0 | 0% | 0% | #NUM! | 0 | 0 | 0 | 0 | 0 | 0 | 0
[95 empty] | 962 | 550.1394 | 4 | 0 | 0 | 600 | 0 | 0 | 0 | 0 | 0 | 0 | 0 | 0% | 0% | #NUM! | 0 | 0 | 0 | 0 | 0 | 0 | 0
[95 empty] | 963 | 550.5033 | 4 | 0 | 0 | 600 | 0 | 0 | 0 | 0 | 0 | 0 | 0 | 0% | 0% | #NUM! | 0 | 0 | 0 | 0 | 0 | 0 | 0
[95 empty] | 964 | 550.8673 | 4 | 0 | 0 | 600 | 0 | 0 | 0 | 0 | 0 | 0 | 0 | 0% | 0% | #NUM! | 0 | 0 | 0 | 0 | 0 | 0 | 0
[95 empty] | 965 | 551.2313 | 4 | 0 | 0 | 600 | 0 | 0 | 0 | 0 | 0 | 0 | 0 | 0% | 0% | #NUM! | 0 | 0 | 0 | 0 | 0 | 0 | 0
[95 empty] | 966 | 551.5952 | 4 | 0 | 0 | 600 | 0 | 0 | 0 | 0 | 0 | 0 | 0 | 0% | 0% | #NUM! | 0 | 0 | 0 | 0 | 0 | 0 | 0
[95 empty] | 967 | 551.9592 | 4 | 0 | 0 | 600 | 0 | 0 | 0 | 0 | 0 | 0 | 0 | 0% | 0% | #NUM! | 0 | 0 | 0 | 0 | 0 | 0 | 0
[95 empty] | 968 | 552.3232 | 4 | 0 | 0 | 600 | 0 | 0 | 0 | 0 | 0 | 0 | 0 | 0% | 0% | #NUM! | 0 | 0 | 0 | 0 | 0 | 0 | 0
[95 empty] | 969 | 552.6872 | 4 | 0 | 0 | 600 | 0 | 0 | 0 | 0 | 0 | 0 | 0 | 0% | 0% | #NUM! | 0 | 0 | 0 | 0 | 0 | 0 | 0
[95 empty] | 970 | 553.0511 | 4 | 0 | 0 | 600 | 0 | 0 | 0 | 0 | 0 | 0 | 0 | 0% | 0% | #NUM! | 0 | 0 | 0 | 0 | 0 | 0 | 0
[95 empty] | 971 | 553.4151 | 4 | 0 | 0 | 600 | 0 | 0 | 0 | 0 | 0 | 0 | 0 | 0% | 0% | #NUM! | 0 | 0 | 0 | 0 | 0 | 0 | 0
[95 empty] | 972 | 553.7791 | 4 | 0 | 0 | 600 | 0 | 0 | 0 | 0 | 0 | 0 | 0 | 0% | 0% | #NUM! | 0 | 0 | 0 | 0 | 0 | 0 | 0
[95 empty] | 973 | 554.143 | 4 | 0 | 0 | 600 | 0 | 0 | 0 | 0 | 0 | 0 | 0 | 0% | 0% | #NUM! | 0 | 0 | 0 | 0 | 0 | 0 | 0
[95 empty] | 974 | 554.507 | 4 | 0 | 0 | 600 | 0 | 0 | 0 | 0 | 0 | 0 | 0 | 0% | 0% | #NUM! | 0 | 0 | 0 | 0 | 0 | 0 | 0
[95 empty] | 975 | 554.871 | 4 | 0 | 0 | 600 | 0 | 0 | 0 | 0 | 0 | 0 | 0 | 0% | 0% | #NUM! | 0 | 0 | 0 | 0 | 0 | 0 | 0
[95 empty] | 976 | 555.2349 | 4 | 0 | 0 | 600 | 0 | 0 | 0 | 0 | 0 | 0 | 0 | 0% | 0% | #NUM! | 0 | 0 | 0 | 0 | 0 | 0 | 0
[95 empty] | 977 | 555.5989 | 4 | 0 | 0 | 600 | 0 | 0 | 0 | 0 | 0 | 0 | 0 | 0% | 0% | #NUM! | 0 | 0 | 0 | 0 | 0 | 0 | 0
[95 empty] | 978 | 555.9629 | 4 | 0 | 0 | 600 | 0 | 0 | 0 | 0 | 0 | 0 | 0 | 0% | 0% | #NUM! | 0 | 0 | 0 | 0 | 0 | 0 | 0
[95 empty] | 979 | 556.3269 | 4 | 0 | 0 | 600 | 0 | 0 | 0 | 0 | 0 | 0 | 0 | 0% | 0% | #NUM! | 0 | 0 | 0 | 0 | 0 | 0 | 0
[95 empty] | 980 | 556.6908 | 4 | 0 | 0 | 600 | 0 | 0 | 0 | 0 | 0 | 0 | 0 | 0% | 0% | #NUM! | 0 | 0 | 0 | 0 | 0 | 0 | 0
[95 empty] | 981 | 557.0548 | 4 | 0 | 0 | 600 | 0 | 0 | 0 | 0 | 0 | 0 | 0 | 0% | 0% | #NUM! | 0 | 0 | 0 | 0 | 0 | 0 | 0
[95 empty] | 982 | 557.4188 | 4 | 0 | 0 | 600 | 0 | 0 | 0 | 0 | 0 | 0 | 0 | 0% | 0% | #NUM! | 0 | 0 | 0 | 0 | 0 | 0 | 0
[95 empty] | 983 | 557.7827 | 4 | 0 | 0 | 600 | 0 | 0 | 0 | 0 | 0 | 0 | 0 | 0% | 0% | #NUM! | 0 | 0 | 0 | 0 | 0 | 0 | 0
[95 empty] | 984 | 558.1467 | 4 | 0 | 0 | 600 | 0 | 0 | 0 | 0 | 0 | 0 | 0 | 0% | 0% | #NUM! | 0 | 0 | 0 | 0 | 0 | 0 | 0
[95 empty] | 985 | 558.5107 | 4 | 0 | 0 | 600 | 0 | 0 | 0 | 0 | 0 | 0 | 0 | 0% | 0% | #NUM! | 0 | 0 | 0 | 0 | 0 | 0 | 0
[95 empty] | 986 | 558.8747 | 4 | 0 | 0 | 600 | 0 | 0 | 0 | 0 | 0 | 0 | 0 | 0% | 0% | #NUM! | 0 | 0 | 0 | 0 | 0 | 0 | 0
[95 empty] | 987 | 559.2386 | 4 | 0 | 0 | 600 | 0 | 0 | 0 | 0 | 0 | 0 | 0 | 0% | 0% | #NUM! | 0 | 0 | 0 | 0 | 0 | 0 | 0
[95 empty] | 988 | 559.6026 | 4 | 0 | 0 | 600 | 0 | 0 | 0 | 0 | 0 | 0 | 0 | 0% | 0% | #NUM! | 0 | 0 | 0 | 0 | 0 | 0 | 0
[95 empty] | 989 | 559.9666 | 4 | 0 | 0 | 600 | 0 | 0 | 0 | 0 | 0 | 0 | 0 | 0% | 0% | #NUM! | 0 | 0 | 0 | 0 | 0 | 0 | 0
[95 empty] | 990 | 560.3305 | 4 | 0 | 0 | 600 | 0 | 0 | 0 | 0 | 0 | 0 | 0 | 0% | 0% | #NUM! | 0 | 0 | 0 | 0 | 0 | 0 | 0
[95 empty] | 991 | 560.6945 | 4 | 0 | 0 | 600 | 0 | 0 | 0 | 0 | 0 | 0 | 0 | 0% | 0% | #NUM! | 0 | 0 | 0 | 0 | 0 | 0 | 0
[95 empty] | 992 | 561.0585 | 4 | 0 | 0 | 600 | 0 | 0 | 0 | 0 | 0 | 0 | 0 | 0% | 0% | #NUM! | 0 | 0 | 0 | 0 | 0 | 0 | 0
[95 empty] | 993 | 561.4224 | 4 | 0 | 0 | 600 | 0 | 0 | 0 | 0 | 0 | 0 | 0 | 0% | 0% | #NUM! | 0 | 0 | 0 | 0 | 0 | 0 | 0
[95 empty] | 994 | 561.7864 | 4 | 0 | 0 | 600 | 0 | 0 | 0 | 0 | 0 | 0 | 0 | 0% | 0% | #NUM! | 0 | 0 | 0 | 0 | 0 | 0 | 0
[95 empty] | 995 | 562.1504 | 4 | 0 | 0 | 600 | 0 | 0 | 0 | 0 | 0 | 0 | 0 | 0% | 0% | #NUM! | 0 | 0 | 0 | 0 | 0 | 0 | 0
[95 empty] | 996 | 562.5144 | 4 | 0 | 0 | 600 | 0 | 0 | 0 | 0 | 0 | 0 | 0 | 0% | 0% | #NUM! | 0 | 0 | 0 | 0 | 0 | 0 | 0
[95 empty] | 997 | 562.8783 | 4 | 0 | 0 | 600 | 0 | 0 | 0 | 0 | 0 | 0 | 0 | 0% | 0% | #NUM! | 0 | 0 | 0 | 0 | 0 | 0 | 0
[95 empty] | 998 | 563.2423 | 4 | 0 | 0 | 600 | 0 | 0 | 0 | 0 | 0 | 0 | 0 | 0% | 0% | #NUM! | 0 | 0 | 0 | 0 | 0 | 0 | 0
[95 empty] | 999 | 563.6063 | 4 | 0 | 0 | 600 | 0 | 0 | 0 | 0 | 0 | 0 | 0 | 0% | 0% | #NUM! | 0 | 0 | 0 | 0 | 0 | 0 | 0
[95 empty] | 1000 | 563.9702 | 4 | 0 | 0 | 600 | 0 | 0 | 0 | 0 | 0 | 0 | 0 | 0% | 0% | #NUM! | 0 | 0 | 0 | 0 | 0 | 0 | 0
[95 empty] | 1001 | 564.3342 | 4 | 0 | 0 | 600 | 0 | 0 | 0 | 0 | 0 | 0 | 0 | 0% | 0% | #NUM! | 0 | 0 | 0 | 0 | 0 | 0 | 0
[95 empty] | 1002 | 564.6982 | 4 | 0 | 0 | 600 | 0 | 0 | 0 | 0 | 0 | 0 | 0 | 0% | 0% | #NUM! | 0 | 0 | 0 | 0 | 0 | 0 | 0
[95 empty] | 1003 | 565.0621 | 4 | 0 | 0 | 600 | 0 | 0 | 0 | 0 | 0 | 0 | 0 | 0% | 0% | #NUM! | 0 | 0 | 0 | 0 | 0 | 0 | 0
[95 empty] | 1004 | 565.4261 | 4 | 0 | 0 | 600 | 0 | 0 | 0 | 0 | 0 | 0 | 0 | 0% | 0% | #NUM! | 0 | 0 | 0 | 0 | 0 | 0 | 0
[95 empty] | 1005 | 565.7901 | 4 | 0 | 0 | 600 | 0 | 0 | 0 | 0 | 0 | 0 | 0 | 0% | 0% | #NUM! | 0 | 0 | 0 | 0 | 0 | 0 | 0
[95 empty] | 1006 | 566.1541 | 4 | 0 | 0 | 600 | 0 | 0 | 0 | 0 | 0 | 0 | 0 | 0% | 0% | #NUM! | 0 | 0 | 0 | 0 | 0 | 0 | 0
[95 empty] | 1007 | 566.518 | 4 | 0 | 0 | 600 | 0 | 0 | 0 | 0 | 0 | 0 | 0 | 0% | 0% | #NUM! | 0 | 0 | 0 | 0 | 0 | 0 | 0
[95 empty] | 1008 | 566.882 | 4 | 0 | 0 | 600 | 0 | 0 | 0 | 0 | 0 | 0 | 0 | 0% | 0% | #NUM! | 0 | 0 | 0 | 0 | 0 | 0 | 0
[95 empty] | 1009 | 567.246 | 4 | 0 | 0 | 600 | 0 | 0 | 0 | 0 | 0 | 0 | 0 | 0% | 0% | #NUM! | 0 | 0 | 0 | 0 | 0 | 0 | 0
[95 empty] | 1010 | 567.6099 | 4 | 0 | 0 | 600 | 0 | 0 | 0 | 0 | 0 | 0 | 0 | 0% | 0% | #NUM! | 0 | 0 | 0 | 0 | 0 | 0 | 0
[95 empty] | 1011 | 567.9739 | 4 | 0 | 0 | 600 | 0 | 0 | 0 | 0 | 0 | 0 | 0 | 0% | 0% | #NUM! | 0 | 0 | 0 | 0 | 0 | 0 | 0
[95 empty] | 1012 | 568.3379 | 4 | 0 | 0 | 600 | 0 | 0 | 0 | 0 | 0 | 0 | 0 | 0% | 0% | #NUM! | 0 | 0 | 0 | 0 | 0 | 0 | 0
[95 empty] | 1013 | 568.7018 | 4 | 0 | 0 | 600 | 0 | 0 | 0 | 0 | 0 | 0 | 0 | 0% | 0% | #NUM! | 0 | 0 | 0 | 0 | 0 | 0 | 0
[95 empty] | 1014 | 569.0658 | 4 | 0 | 0 | 600 | 0 | 0 | 0 | 0 | 0 | 0 | 0 | 0% | 0% | #NUM! | 0 | 0 | 0 | 0 | 0 | 0 | 0
[95 empty] | 1015 | 569.4298 | 4 | 0 | 0 | 600 | 0 | 0 | 0 | 0 | 0 | 0 | 0 | 0% | 0% | #NUM! | 0 | 0 | 0 | 0 | 0 | 0 | 0
[95 empty] | 1016 | 569.7938 | 4 | 0 | 0 | 600 | 0 | 0 | 0 | 0 | 0 | 0 | 0 | 0% | 0% | #NUM! | 0 | 0 | 0 | 0 | 0 | 0 | 0
[95 empty] | 1017 | 570.1577 | 4 | 0 | 0 | 600 | 0 | 0 | 0 | 0 | 0 | 0 | 0 | 0% | 0% | #NUM! | 0 | 0 | 0 | 0 | 0 | 0 | 0
[95 empty] | 1018 | 570.5217 | 4 | 0 | 0 | 600 | 0 | 0 | 0 | 0 | 0 | 0 | 0 | 0% | 0% | #NUM! | 0 | 0 | 0 | 0 | 0 | 0 | 0
[95 empty] | 1019 | 570.8857 | 4 | 0 | 0 | 600 | 0 | 0 | 0 | 0 | 0 | 0 | 0 | 0% | 0% | #NUM! | 0 | 0 | 0 | 0 | 0 | 0 | 0
[95 empty] | 1020 | 571.2496 | 4 | 0 | 0 | 600 | 0 | 0 | 0 | 0 | 0 | 0 | 0 | 0% | 0% | #NUM! | 0 | 0 | 0 | 0 | 0 | 0 | 0
[95 empty] | 1021 | 571.6136 | 4 | 0 | 0 | 600 | 0 | 0 | 0 | 0 | 0 | 0 | 0 | 0% | 0% | #NUM! | 0 | 0 | 0 | 0 | 0 | 0 | 0
[95 empty] | 1022 | 571.9776 | 4 | 0 | 0 | 600 | 0 | 0 | 0 | 0 | 0 | 0 | 0 | 0% | 0% | #NUM! | 0 | 0 | 0 | 0 | 0 | 0 | 0
[95 empty] | 1023 | 572.3415 | 4 | 0 | 0 | 600 | 0 | 0 | 0 | 0 | 0 | 0 | 0 | 0% | 0% | #NUM! | 0 | 0 | 0 | 0 | 0 | 0 | 0
[95 empty] | 1024 | 572.7055 | 4 | 0 | 0 | 600 | 0 | 0 | 0 | 0 | 0 | 0 | 0 | 0% | 0% | #NUM! | 0 | 0 | 0 | 0 | 0 | 0 | 0
[95 empty] | 1025 | 573.0695 | 4 | 0 | 0 | 600 | 0 | 0 | 0 | 0 | 0 | 0 | 0 | 0% | 0% | #NUM! | 0 | 0 | 0 | 0 | 0 | 0 | 0
[95 empty] | 1026 | 573.4335 | 4 | 0 | 0 | 600 | 0 | 0 | 0 | 0 | 0 | 0 | 0 | 0% | 0% | #NUM! | 0 | 0 | 0 | 0 | 0 | 0 | 0
[95 empty] | 1027 | 573.7974 | 4 | 0 | 0 | 600 | 0 | 0 | 0 | 0 | 0 | 0 | 0 | 0% | 0% | #NUM! | 0 | 0 | 0 | 0 | 0 | 0 | 0
[95 empty] | 1028 | 574.1614 | 4 | 0 | 0 | 600 | 0 | 0 | 0 | 0 | 0 | 0 | 0 | 0% | 0% | #NUM! | 0 | 0 | 0 | 0 | 0 | 0 | 0
[95 empty] | 1029 | 574.5254 | 4 | 0 | 0 | 600 | 0 | 0 | 0 | 0 | 0 | 0 | 0 | 0% | 0% | #NUM! | 0 | 0 | 0 | 0 | 0 | 0 | 0
[95 empty] | 1030 | 574.8893 | 4 | 0 | 0 | 600 | 0 | 0 | 0 | 0 | 0 | 0 | 0 | 0% | 0% | #NUM! | 0 | 0 | 0 | 0 | 0 | 0 | 0
[95 empty] | 1031 | 575.2533 | 4 | 0 | 0 | 600 | 0 | 0 | 0 | 0 | 0 | 0 | 0 | 0% | 0% | #NUM! | 0 | 0 | 0 | 0 | 0 | 0 | 0
[95 empty] | 1032 | 575.6173 | 4 | 0 | 0 | 600 | 0 | 0 | 0 | 0 | 0 | 0 | 0 | 0% | 0% | #NUM! | 0 | 0 | 0 | 0 | 0 | 0 | 0
[95 empty] | 1033 | 575.9813 | 4 | 0 | 0 | 600 | 0 | 0 | 0 | 0 | 0 | 0 | 0 | 0% | 0% | #NUM! | 0 | 0 | 0 | 0 | 0 | 0 | 0
[95 empty] | 1034 | 576.3452 | 4 | 0 | 0 | 600 | 0 | 0 | 0 | 0 | 0 | 0 | 0 | 0% | 0% | #NUM! | 0 | 0 | 0 | 0 | 0 | 0 | 0
[95 empty] | 1035 | 576.7092 | 4 | 0 | 0 | 600 | 0 | 0 | 0 | 0 | 0 | 0 | 0 | 0% | 0% | #NUM! | 0 | 0 | 0 | 0 | 0 | 0 | 0
[95 empty] | 1036 | 577.0732 | 4 | 0 | 0 | 600 | 0 | 0 | 0 | 0 | 0 | 0 | 0 | 0% | 0% | #NUM! | 0 | 0 | 0 | 0 | 0 | 0 | 0
[95 empty] | 1037 | 577.4371 | 4 | 0 | 0 | 600 | 0 | 0 | 0 | 0 | 0 | 0 | 0 | 0% | 0% | #NUM! | 0 | 0 | 0 | 0 | 0 | 0 | 0
[95 empty] | 1038 | 577.8011 | 4 | 0 | 0 | 600 | 0 | 0 | 0 | 0 | 0 | 0 | 0 | 0% | 0% | #NUM! | 0 | 0 | 0 | 0 | 0 | 0 | 0
[95 empty] | 1039 | 578.1651 | 4 | 0 | 0 | 600 | 0 | 0 | 0 | 0 | 0 | 0 | 0 | 0% | 0% | #NUM! | 0 | 0 | 0 | 0 | 0 | 0 | 0
[95 empty] | 1040 | 578.529 | 4 | 0 | 0 | 600 | 0 | 0 | 0 | 0 | 0 | 0 | 0 | 0% | 0% | #NUM! | 0 | 0 | 0 | 0 | 0 | 0 | 0
[95 empty] | 1041 | 578.893 | 4 | 0 | 0 | 600 | 0 | 0 | 0 | 0 | 0 | 0 | 0 | 0% | 0% | #NUM! | 0 | 0 | 0 | 0 | 0 | 0 | 0
[95 empty] | 1042 | 579.257 | 4 | 0 | 0 | 600 | 0 | 0 | 0 | 0 | 0 | 0 | 0 | 0% | 0% | #NUM! | 0 | 0 | 0 | 0 | 0 | 0 | 0
[95 empty] | 1043 | 579.621 | 4 | 0 | 0 | 600 | 0 | 0 | 0 | 0 | 0 | 0 | 0 | 0% | 0% | #NUM! | 0 | 0 | 0 | 0 | 0 | 0 | 0
[95 empty] | 1044 | 579.9849 | 4 | 0 | 0 | 600 | 0 | 0 | 0 | 0 | 0 | 0 | 0 | 0% | 0% | #NUM! | 0 | 0 | 0 | 0 | 0 | 0 | 0
[95 empty] | 1045 | 580.3489 | 4 | 0 | 0 | 600 | 0 | 0 | 0 | 0 | 0 | 0 | 0 | 0% | 0% | #NUM! | 0 | 0 | 0 | 0 | 0 | 0 | 0
[95 empty] | 1046 | 580.7129 | 4 | 0 | 0 | 600 | 0 | 0 | 0 | 0 | 0 | 0 | 0 | 0% | 0% | #NUM! | 0 | 0 | 0 | 0 | 0 | 0 | 0
[95 empty] | 1047 | 581.0768 | 4 | 0 | 0 | 600 | 0 | 0 | 0 | 0 | 0 | 0 | 0 | 0% | 0% | #NUM! | 0 | 0 | 0 | 0 | 0 | 0 | 0
[95 empty] | 1048 | 581.4408 | 4 | 0 | 0 | 600 | 0 | 0 | 0 | 0 | 0 | 0 | 0 | 0% | 0% | #NUM! | 0 | 0 | 0 | 0 | 0 | 0 | 0
[95 empty] | 1049 | 581.8048 | 4 | 0 | 0 | 600 | 0 | 0 | 0 | 0 | 0 | 0 | 0 | 0% | 0% | #NUM! | 0 | 0 | 0 | 0 | 0 | 0 | 0
[95 empty] | 1050 | 582.1687 | 4 | 0 | 0 | 600 | 0 | 0 | 0 | 0 | 0 | 0 | 0 | 0% | 0% | #NUM! | 0 | 0 | 0 | 0 | 0 | 0 | 0
[95 empty] | 1051 | 582.5327 | 4 | 0 | 0 | 600 | 0 | 0 | 0 | 0 | 0 | 0 | 0 | 0% | 0% | #NUM! | 0 | 0 | 0 | 0 | 0 | 0 | 0
[95 empty] | 1052 | 582.8967 | 4 | 0 | 0 | 600 | 0 | 0 | 0 | 0 | 0 | 0 | 0 | 0% | 0% | #NUM! | 0 | 0 | 0 | 0 | 0 | 0 | 0
[95 empty] | 1053 | 583.2607 | 4 | 0 | 0 | 600 | 0 | 0 | 0 | 0 | 0 | 0 | 0 | 0% | 0% | #NUM! | 0 | 0 | 0 | 0 | 0 | 0 | 0
[95 empty] | 1054 | 583.6246 | 4 | 0 | 0 | 600 | 0 | 0 | 0 | 0 | 0 | 0 | 0 | 0% | 0% | #NUM! | 0 | 0 | 0 | 0 | 0 | 0 | 0
[95 empty] | 1055 | 583.9886 | 4 | 0 | 0 | 600 | 0 | 0 | 0 | 0 | 0 | 0 | 0 | 0% | 0% | #NUM! | 0 | 0 | 0 | 0 | 0 | 0 | 0
[95 empty] | 1056 | 584.3526 | 4 | 0 | 0 | 600 | 0 | 0 | 0 | 0 | 0 | 0 | 0 | 0% | 0% | #NUM! | 0 | 0 | 0 | 0 | 0 | 0 | 0
[95 empty] | 1057 | 584.7165 | 4 | 0 | 0 | 600 | 0 | 0 | 0 | 0 | 0 | 0 | 0 | 0% | 0% | #NUM! | 0 | 0 | 0 | 0 | 0 | 0 | 0
[95 empty] | 1058 | 585.0805 | 4 | 0 | 0 | 600 | 0 | 0 | 0 | 0 | 0 | 0 | 0 | 0% | 0% | #NUM! | 0 | 0 | 0 | 0 | 0 | 0 | 0
[95 empty] | 1059 | 585.4445 | 4 | 0 | 0 | 600 | 0 | 0 | 0 | 0 | 0 | 0 | 0 | 0% | 0% | #NUM! | 0 | 0 | 0 | 0 | 0 | 0 | 0
[95 empty] | 1060 | 585.8084 | 4 | 0 | 0 | 600 | 0 | 0 | 0 | 0 | 0 | 0 | 0 | 0% | 0% | #NUM! | 0 | 0 | 0 | 0 | 0 | 0 | 0
[95 empty] | 1061 | 586.1724 | 4 | 0 | 0 | 600 | 0 | 0 | 0 | 0 | 0 | 0 | 0 | 0% | 0% | #NUM! | 0 | 0 | 0 | 0 | 0 | 0 | 0
[95 empty] | 1062 | 586.5364 | 4 | 0 | 0 | 600 | 0 | 0 | 0 | 0 | 0 | 0 | 0 | 0% | 0% | #NUM! | 0 | 0 | 0 | 0 | 0 | 0 | 0
[95 empty] | 1063 | 586.9004 | 4 | 0 | 0 | 600 | 0 | 0 | 0 | 0 | 0 | 0 | 0 | 0% | 0% | #NUM! | 0 | 0 | 0 | 0 | 0 | 0 | 0
[95 empty] | 1064 | 587.2643 | 4 | 0 | 0 | 600 | 0 | 0 | 0 | 0 | 0 | 0 | 0 | 0% | 0% | #NUM! | 0 | 0 | 0 | 0 | 0 | 0 | 0
[95 empty] | 1065 | 587.6283 | 4 | 0 | 0 | 600 | 0 | 0 | 0 | 0 | 0 | 0 | 0 | 0% | 0% | #NUM! | 0 | 0 | 0 | 0 | 0 | 0 | 0
[95 empty] | 1066 | 587.9923 | 4 | 0 | 0 | 600 | 0 | 0 | 0 | 0 | 0 | 0 | 0 | 0% | 0% | #NUM! | 0 | 0 | 0 | 0 | 0 | 0 | 0
[95 empty] | 1067 | 588.3562 | 4 | 0 | 0 | 600 | 0 | 0 | 0 | 0 | 0 | 0 | 0 | 0% | 0% | #NUM! | 0 | 0 | 0 | 0 | 0 | 0 | 0
[95 empty] | 1068 | 588.7202 | 4 | 0 | 0 | 600 | 0 | 0 | 0 | 0 | 0 | 0 | 0 | 0% | 0% | #NUM! | 0 | 0 | 0 | 0 | 0 | 0 | 0
[95 empty] | 1069 | 589.0842 | 4 | 0 | 0 | 600 | 0 | 0 | 0 | 0 | 0 | 0 | 0 | 0% | 0% | #NUM! | 0 | 0 | 0 | 0 | 0 | 0 | 0
[95 empty] | 1070 | 589.4482 | 4 | 0 | 0 | 600 | 0 | 0 | 0 | 0 | 0 | 0 | 0 | 0% | 0% | #NUM! | 0 | 0 | 0 | 0 | 0 | 0 | 0
[95 empty] | 1071 | 589.8121 | 4 | 0 | 0 | 600 | 0 | 0 | 0 | 0 | 0 | 0 | 0 | 0% | 0% | #NUM! | 0 | 0 | 0 | 0 | 0 | 0 | 0
[95 empty] | 1072 | 590.1761 | 4 | 0 | 0 | 600 | 0 | 0 | 0 | 0 | 0 | 0 | 0 | 0% | 0% | #NUM! | 0 | 0 | 0 | 0 | 0 | 0 | 0
[95 empty] | 1073 | 590.5401 | 4 | 0 | 0 | 600 | 0 | 0 | 0 | 0 | 0 | 0 | 0 | 0% | 0% | #NUM! | 0 | 0 | 0 | 0 | 0 | 0 | 0
[95 empty] | 1074 | 590.904 | 4 | 0 | 0 | 600 | 0 | 0 | 0 | 0 | 0 | 0 | 0 | 0% | 0% | #NUM! | 0 | 0 | 0 | 0 | 0 | 0 | 0
[95 empty] | 1075 | 591.268 | 4 | 0 | 0 | 600 | 0 | 0 | 0 | 0 | 0 | 0 | 0 | 0% | 0% | #NUM! | 0 | 0 | 0 | 0 | 0 | 0 | 0
[95 empty] | 1076 | 591.632 | 4 | 0 | 0 | 600 | 0 | 0 | 0 | 0 | 0 | 0 | 0 | 0% | 0% | #NUM! | 0 | 0 | 0 | 0 | 0 | 0 | 0
[95 empty] | 1077 | 591.9959 | 4 | 0 | 0 | 600 | 0 | 0 | 0 | 0 | 0 | 0 | 0 | 0% | 0% | #NUM! | 0 | 0 | 0 | 0 | 0 | 0 | 0
[95 empty] | 1078 | 592.3599 | 4 | 0 | 0 | 600 | 0 | 0 | 0 | 0 | 0 | 0 | 0 | 0% | 0% | #NUM! | 0 | 0 | 0 | 0 | 0 | 0 | 0
[95 empty] | 1079 | 592.7239 | 4 | 0 | 0 | 600 | 0 | 0 | 0 | 0 | 0 | 0 | 0 | 0% | 0% | #NUM! | 0 | 0 | 0 | 0 | 0 | 0 | 0
[95 empty] | 1080 | 593.0879 | 4 | 0 | 0 | 600 | 0 | 0 | 0 | 0 | 0 | 0 | 0 | 0% | 0% | #NUM! | 0 | 0 | 0 | 0 | 0 | 0 | 0
[95 empty] | 1081 | 593.4518 | 4 | 0 | 0 | 600 | 0 | 0 | 0 | 0 | 0 | 0 | 0 | 0% | 0% | #NUM! | 0 | 0 | 0 | 0 | 0 | 0 | 0
[95 empty] | 1082 | 593.8158 | 4 | 0 | 0 | 600 | 0 | 0 | 0 | 0 | 0 | 0 | 0 | 0% | 0% | #NUM! | 0 | 0 | 0 | 0 | 0 | 0 | 0
[95 empty] | 1083 | 594.1798 | 4 | 0 | 0 | 600 | 0 | 0 | 0 | 0 | 0 | 0 | 0 | 0% | 0% | #NUM! | 0 | 0 | 0 | 0 | 0 | 0 | 0
[95 empty] | 1084 | 594.5437 | 4 | 0 | 0 | 600 | 0 | 0 | 0 | 0 | 0 | 0 | 0 | 0% | 0% | #NUM! | 0 | 0 | 0 | 0 | 0 | 0 | 0
[95 empty] | 1085 | 594.9077 | 4 | 0 | 0 | 600 | 0 | 0 | 0 | 0 | 0 | 0 | 0 | 0% | 0% | #NUM! | 0 | 0 | 0 | 0 | 0 | 0 | 0
[95 empty] | 1086 | 595.2717 | 4 | 0 | 0 | 600 | 0 | 0 | 0 | 0 | 0 | 0 | 0 | 0% | 0% | #NUM! | 0 | 0 | 0 | 0 | 0 | 0 | 0
[95 empty] | 1087 | 595.6356 | 4 | 0 | 0 | 600 | 0 | 0 | 0 | 0 | 0 | 0 | 0 | 0% | 0% | #NUM! | 0 | 0 | 0 | 0 | 0 | 0 | 0
[95 empty] | 1088 | 595.9996 | 4 | 0 | 0 | 600 | 0 | 0 | 0 | 0 | 0 | 0 | 0 | 0% | 0% | #NUM! | 0 | 0 | 0 | 0 | 0 | 0 | 0
[95 empty] | 1089 | 596.3636 | 4 | 0 | 0 | 600 | 0 | 0 | 0 | 0 | 0 | 0 | 0 | 0% | 0% | #NUM! | 0 | 0 | 0 | 0 | 0 | 0 | 0
[95 empty] | 1090 | 596.7276 | 4 | 0 | 0 | 600 | 0 | 0 | 0 | 0 | 0 | 0 | 0 | 0% | 0% | #NUM! | 0 | 0 | 0 | 0 | 0 | 0 | 0
[95 empty] | 1091 | 597.0915 | 4 | 0 | 0 | 600 | 0 | 0 | 0 | 0 | 0 | 0 | 0 | 0% | 0% | #NUM! | 0 | 0 | 0 | 0 | 0 | 0 | 0
[95 empty] | 1092 | 597.4555 | 4 | 0 | 0 | 600 | 0 | 0 | 0 | 0 | 0 | 0 | 0 | 0% | 0% | #NUM! | 0 | 0 | 0 | 0 | 0 | 0 | 0
[95 empty] | 1093 | 597.8195 | 4 | 0 | 0 | 600 | 0 | 0 | 0 | 0 | 0 | 0 | 0 | 0% | 0% | #NUM! | 0 | 0 | 0 | 0 | 0 | 0 | 0
[95 empty] | 1094 | 598.1834 | 4 | 0 | 0 | 600 | 0 | 0 | 0 | 0 | 0 | 0 | 0 | 0% | 0% | #NUM! | 0 | 0 | 0 | 0 | 0 | 0 | 0
[95 empty] | 1095 | 598.5474 | 4 | 0 | 0 | 600 | 0 | 0 | 0 | 0 | 0 | 0 | 0 | 0% | 0% | #NUM! | 0 | 0 | 0 | 0 | 0 | 0 | 0
[95 empty] | 1096 | 598.9114 | 4 | 0 | 0 | 600 | 0 | 0 | 0 | 0 | 0 | 0 | 0 | 0% | 0% | #NUM! | 0 | 0 | 0 | 0 | 0 | 0 | 0
[95 empty] | 1097 | 599.2753 | 4 | 0 | 0 | 600 | 0 | 0 | 0 | 0 | 0 | 0 | 0 | 0% | 0% | #NUM! | 0 | 0 | 0 | 0 | 0 | 0 | 0
[95 empty] | 1098 | 599.6393 | 4 | 0 | 0 | 600 | 0 | 0 | 0 | 0 | 0 | 0 | 0 | 0% | 0% | #NUM! | 0 | 0 | 0 | 0 | 0 | 0 | 0
[95 empty] | 1099 | 600.0033 | 4 | 0 | 0 | 600 | 0 | 0 | 0 | 0 | 0 | 0 | 0 | 0% | 0% | #NUM! | 0 | 0 | 0 | 0 | 0 | 0 | 0
[95 empty] | 1100 | 600.3673 | 4 | 0 | 0 | 600 | 0 | 0 | 0 | 0 | 0 | 0 | 0 | 0% | 0% | #NUM! | 0 | 0 | 0 | 0 | 0 | 0 | 0
[95 empty] | 1101 | 600.7312 | 4 | 0 | 0 | 600 | 0 | 0 | 0 | 0 | 0 | 0 | 0 | 0% | 0% | #NUM! | 0 | 0 | 0 | 0 | 0 | 0 | 0
[95 empty] | 1102 | 601.0952 | 4 | 0 | 0 | 600 | 0 | 0 | 0 | 0 | 0 | 0 | 0 | 0% | 0% | #NUM! | 0 | 0 | 0 | 0 | 0 | 0 | 0
[95 empty] | 1103 | 601.4592 | 4 | 0 | 0 | 600 | 0 | 0 | 0 | 0 | 0 | 0 | 0 | 0% | 0% | #NUM! | 0 | 0 | 0 | 0 | 0 | 0 | 0
[95 empty] | 1104 | 601.8231 | 4 | 0 | 0 | 600 | 0 | 0 | 0 | 0 | 0 | 0 | 0 | 0% | 0% | #NUM! | 0 | 0 | 0 | 0 | 0 | 0 | 0
[95 empty] | 1105 | 602.1871 | 4 | 0 | 0 | 600 | 0 | 0 | 0 | 0 | 0 | 0 | 0 | 0% | 0% | #NUM! | 0 | 0 | 0 | 0 | 0 | 0 | 0
[95 empty] | 1106 | 602.5511 | 4 | 0 | 0 | 600 | 0 | 0 | 0 | 0 | 0 | 0 | 0 | 0% | 0% | #NUM! | 0 | 0 | 0 | 0 | 0 | 0 | 0
[95 empty] | 1107 | 602.915 | 4 | 0 | 0 | 600 | 0 | 0 | 0 | 0 | 0 | 0 | 0 | 0% | 0% | #NUM! | 0 | 0 | 0 | 0 | 0 | 0 | 0
[95 empty] | 1108 | 603.279 | 4 | 0 | 0 | 600 | 0 | 0 | 0 | 0 | 0 | 0 | 0 | 0% | 0% | #NUM! | 0 | 0 | 0 | 0 | 0 | 0 | 0
[95 empty] | 1109 | 603.643 | 4 | 0 | 0 | 600 | 0 | 0 | 0 | 0 | 0 | 0 | 0 | 0% | 0% | #NUM! | 0 | 0 | 0 | 0 | 0 | 0 | 0
[95 empty] | 1110 | 604.007 | 4 | 0 | 0 | 600 | 0 | 0 | 0 | 0 | 0 | 0 | 0 | 0% | 0% | #NUM! | 0 | 0 | 0 | 0 | 0 | 0 | 0
[95 empty] | 1111 | 604.3709 | 4 | 0 | 0 | 600 | 0 | 0 | 0 | 0 | 0 | 0 | 0 | 0% | 0% | #NUM! | 0 | 0 | 0 | 0 | 0 | 0 | 0
[95 empty] | 1112 | 604.7349 | 4 | 0 | 0 | 600 | 0 | 0 | 0 | 0 | 0 | 0 | 0 | 0% | 0% | #NUM! | 0 | 0 | 0 | 0 | 0 | 0 | 0
[95 empty] | 1113 | 605.0989 | 4 | 0 | 0 | 600 | 0 | 0 | 0 | 0 | 0 | 0 | 0 | 0% | 0% | #NUM! | 0 | 0 | 0 | 0 | 0 | 0 | 0
[95 empty] | 1114 | 605.4628 | 4 | 0 | 0 | 600 | 0 | 0 | 0 | 0 | 0 | 0 | 0 | 0% | 0% | #NUM! | 0 | 0 | 0 | 0 | 0 | 0 | 0
[95 empty] | 1115 | 605.8268 | 4 | 0 | 0 | 600 | 0 | 0 | 0 | 0 | 0 | 0 | 0 | 0% | 0% | #NUM! | 0 | 0 | 0 | 0 | 0 | 0 | 0
[95 empty] | 1116 | 606.1908 | 4 | 0 | 0 | 600 | 0 | 0 | 0 | 0 | 0 | 0 | 0 | 0% | 0% | #NUM! | 0 | 0 | 0 | 0 | 0 | 0 | 0
[95 empty] | 1117 | 606.5548 | 4 | 0 | 0 | 600 | 0 | 0 | 0 | 0 | 0 | 0 | 0 | 0% | 0% | #NUM! | 0 | 0 | 0 | 0 | 0 | 0 | 0
[95 empty] | 1118 | 606.9187 | 4 | 0 | 0 | 600 | 0 | 0 | 0 | 0 | 0 | 0 | 0 | 0% | 0% | #NUM! | 0 | 0 | 0 | 0 | 0 | 0 | 0
[95 empty] | 1119 | 607.2827 | 4 | 0 | 0 | 600 | 0 | 0 | 0 | 0 | 0 | 0 | 0 | 0% | 0% | #NUM! | 0 | 0 | 0 | 0 | 0 | 0 | 0
[95 empty] | 1120 | 607.6467 | 4 | 0 | 0 | 600 | 0 | 0 | 0 | 0 | 0 | 0 | 0 | 0% | 0% | #NUM! | 0 | 0 | 0 | 0 | 0 | 0 | 0
[95 empty] | 1121 | 608.0106 | 4 | 0 | 0 | 600 | 0 | 0 | 0 | 0 | 0 | 0 | 0 | 0% | 0% | #NUM! | 0 | 0 | 0 | 0 | 0 | 0 | 0
[95 empty] | 1122 | 608.3746 | 4 | 0 | 0 | 600 | 0 | 0 | 0 | 0 | 0 | 0 | 0 | 0% | 0% | #NUM! | 0 | 0 | 0 | 0 | 0 | 0 | 0
[95 empty] | 1123 | 608.7386 | 4 | 0 | 0 | 600 | 0 | 0 | 0 | 0 | 0 | 0 | 0 | 0% | 0% | #NUM! | 0 | 0 | 0 | 0 | 0 | 0 | 0
[95 empty] | 1124 | 609.1025 | 4 | 0 | 0 | 600 | 0 | 0 | 0 | 0 | 0 | 0 | 0 | 0% | 0% | #NUM! | 0 | 0 | 0 | 0 | 0 | 0 | 0
[95 empty] | 1125 | 609.4665 | 4 | 0 | 0 | 600 | 0 | 0 | 0 | 0 | 0 | 0 | 0 | 0% | 0% | #NUM! | 0 | 0 | 0 | 0 | 0 | 0 | 0
[95 empty] | 1126 | 609.8305 | 4 | 0 | 0 | 600 | 0 | 0 | 0 | 0 | 0 | 0 | 0 | 0% | 0% | #NUM! | 0 | 0 | 0 | 0 | 0 | 0 | 0
[95 empty] | 1127 | 610.1945 | 4 | 0 | 0 | 600 | 0 | 0 | 0 | 0 | 0 | 0 | 0 | 0% | 0% | #NUM! | 0 | 0 | 0 | 0 | 0 | 0 | 0
[95 empty] | 1128 | 610.5584 | 4 | 0 | 0 | 600 | 0 | 0 | 0 | 0 | 0 | 0 | 0 | 0% | 0% | #NUM! | 0 | 0 | 0 | 0 | 0 | 0 | 0
[95 empty] | 1129 | 610.9224 | 4 | 0 | 0 | 600 | 0 | 0 | 0 | 0 | 0 | 0 | 0 | 0% | 0% | #NUM! | 0 | 0 | 0 | 0 | 0 | 0 | 0
[95 empty] | 1130 | 611.2864 | 4 | 0 | 0 | 600 | 0 | 0 | 0 | 0 | 0 | 0 | 0 | 0% | 0% | #NUM! | 0 | 0 | 0 | 0 | 0 | 0 | 0
[95 empty] | 1131 | 611.6503 | 4 | 0 | 0 | 600 | 0 | 0 | 0 | 0 | 0 | 0 | 0 | 0% | 0% | #NUM! | 0 | 0 | 0 | 0 | 0 | 0 | 0
[95 empty] | 1132 | 612.0143 | 4 | 0 | 0 | 600 | 0 | 0 | 0 | 0 | 0 | 0 | 0 | 0% | 0% | #NUM! | 0 | 0 | 0 | 0 | 0 | 0 | 0
[95 empty] | 1133 | 612.3783 | 4 | 0 | 0 | 600 | 0 | 0 | 0 | 0 | 0 | 0 | 0 | 0% | 0% | #NUM! | 0 | 0 | 0 | 0 | 0 | 0 | 0
[95 empty] | 1134 | 612.7422 | 4 | 0 | 0 | 600 | 0 | 0 | 0 | 0 | 0 | 0 | 0 | 0% | 0% | #NUM! | 0 | 0 | 0 | 0 | 0 | 0 | 0
[95 empty] | 1135 | 613.1062 | 4 | 0 | 0 | 600 | 0 | 0 | 0 | 0 | 0 | 0 | 0 | 0% | 0% | #NUM! | 0 | 0 | 0 | 0 | 0 | 0 | 0
[95 empty] | 1136 | 613.4702 | 4 | 0 | 0 | 600 | 0 | 0 | 0 | 0 | 0 | 0 | 0 | 0% | 0% | #NUM! | 0 | 0 | 0 | 0 | 0 | 0 | 0
[95 empty] | 1137 | 613.8342 | 4 | 0 | 0 | 600 | 0 | 0 | 0 | 0 | 0 | 0 | 0 | 0% | 0% | #NUM! | 0 | 0 | 0 | 0 | 0 | 0 | 0
[95 empty] | 1138 | 614.1981 | 4 | 0 | 0 | 600 | 0 | 0 | 0 | 0 | 0 | 0 | 0 | 0% | 0% | #NUM! | 0 | 0 | 0 | 0 | 0 | 0 | 0
[95 empty] | 1139 | 614.5621 | 4 | 0 | 0 | 600 | 0 | 0 | 0 | 0 | 0 | 0 | 0 | 0% | 0% | #NUM! | 0 | 0 | 0 | 0 | 0 | 0 | 0
[95 empty] | 1140 | 614.9261 | 4 | 0 | 0 | 600 | 0 | 0 | 0 | 0 | 0 | 0 | 0 | 0% | 0% | #NUM! | 0 | 0 | 0 | 0 | 0 | 0 | 0
[95 empty] | 1141 | 615.29 | 4 | 0 | 0 | 600 | 0 | 0 | 0 | 0 | 0 | 0 | 0 | 0% | 0% | #NUM! | 0 | 0 | 0 | 0 | 0 | 0 | 0
[95 empty] | 1142 | 615.654 | 4 | 0 | 0 | 600 | 0 | 0 | 0 | 0 | 0 | 0 | 0 | 0% | 0% | #NUM! | 0 | 0 | 0 | 0 | 0 | 0 | 0
[95 empty] | 1143 | 616.018 | 4 | 0 | 0 | 600 | 0 | 0 | 0 | 0 | 0 | 0 | 0 | 0% | 0% | #NUM! | 0 | 0 | 0 | 0 | 0 | 0 | 0
[95 empty] | 1144 | 616.3819 | 4 | 0 | 0 | 600 | 0 | 0 | 0 | 0 | 0 | 0 | 0 | 0% | 0% | #NUM! | 0 | 0 | 0 | 0 | 0 | 0 | 0
[95 empty] | 1145 | 616.7459 | 4 | 0 | 0 | 600 | 0 | 0 | 0 | 0 | 0 | 0 | 0 | 0% | 0% | #NUM! | 0 | 0 | 0 | 0 | 0 | 0 | 0
[95 empty] | 1146 | 617.1099 | 4 | 0 | 0 | 600 | 0 | 0 | 0 | 0 | 0 | 0 | 0 | 0% | 0% | #NUM! | 0 | 0 | 0 | 0 | 0 | 0 | 0
[95 empty] | 1147 | 617.4739 | 4 | 0 | 0 | 600 | 0 | 0 | 0 | 0 | 0 | 0 | 0 | 0% | 0% | #NUM! | 0 | 0 | 0 | 0 | 0 | 0 | 0
[95 empty] | 1148 | 617.8378 | 4 | 0 | 0 | 600 | 0 | 0 | 0 | 0 | 0 | 0 | 0 | 0% | 0% | #NUM! | 0 | 0 | 0 | 0 | 0 | 0 | 0
[95 empty] | 1149 | 618.2018 | 4 | 0 | 0 | 600 | 0 | 0 | 0 | 0 | 0 | 0 | 0 | 0% | 0% | #NUM! | 0 | 0 | 0 | 0 | 0 | 0 | 0
[95 empty] | 1150 | 618.5658 | 4 | 0 | 0 | 600 | 0 | 0 | 0 | 0 | 0 | 0 | 0 | 0% | 0% | #NUM! | 0 | 0 | 0 | 0 | 0 | 0 | 0
[95 empty] | 1151 | 618.9297 | 4 | 0 | 0 | 600 | 0 | 0 | 0 | 0 | 0 | 0 | 0 | 0% | 0% | #NUM! | 0 | 0 | 0 | 0 | 0 | 0 | 0
[95 empty] | 1152 | 619.2937 | 4 | 0 | 0 | 600 | 0 | 0 | 0 | 0 | 0 | 0 | 0 | 0% | 0% | #NUM! | 0 | 0 | 0 | 0 | 0 | 0 | 0
[95 empty] | 1153 | 619.6577 | 4 | 0 | 0 | 600 | 0 | 0 | 0 | 0 | 0 | 0 | 0 | 0% | 0% | #NUM! | 0 | 0 | 0 | 0 | 0 | 0 | 0
[95 empty] | 1154 | 620.0217 | 4 | 0 | 0 | 600 | 0 | 0 | 0 | 0 | 0 | 0 | 0 | 0% | 0% | #NUM! | 0 | 0 | 0 | 0 | 0 | 0 | 0
[95 empty] | 1155 | 620.3856 | 4 | 0 | 0 | 600 | 0 | 0 | 0 | 0 | 0 | 0 | 0 | 0% | 0% | #NUM! | 0 | 0 | 0 | 0 | 0 | 0 | 0
[95 empty] | 1156 | 620.7496 | 4 | 0 | 0 | 600 | 0 | 0 | 0 | 0 | 0 | 0 | 0 | 0% | 0% | #NUM! | 0 | 0 | 0 | 0 | 0 | 0 | 0
[95 empty] | 1157 | 621.1136 | 4 | 0 | 0 | 600 | 0 | 0 | 0 | 0 | 0 | 0 | 0 | 0% | 0% | #NUM! | 0 | 0 | 0 | 0 | 0 | 0 | 0
[95 empty] | 1158 | 621.4775 | 4 | 0 | 0 | 600 | 0 | 0 | 0 | 0 | 0 | 0 | 0 | 0% | 0% | #NUM! | 0 | 0 | 0 | 0 | 0 | 0 | 0
[95 empty] | 1159 | 621.8415 | 4 | 0 | 0 | 600 | 0 | 0 | 0 | 0 | 0 | 0 | 0 | 0% | 0% | #NUM! | 0 | 0 | 0 | 0 | 0 | 0 | 0
[95 empty] | 1160 | 622.2055 | 4 | 0 | 0 | 600 | 0 | 0 | 0 | 0 | 0 | 0 | 0 | 0% | 0% | #NUM! | 0 | 0 | 0 | 0 | 0 | 0 | 0
[95 empty] | 1161 | 622.5694 | 4 | 0 | 0 | 600 | 0 | 0 | 0 | 0 | 0 | 0 | 0 | 0% | 0% | #NUM! | 0 | 0 | 0 | 0 | 0 | 0 | 0
[95 empty] | 1162 | 622.9334 | 4 | 0 | 0 | 600 | 0 | 0 | 0 | 0 | 0 | 0 | 0 | 0% | 0% | #NUM! | 0 | 0 | 0 | 0 | 0 | 0 | 0
[95 empty] | 1163 | 623.2974 | 4 | 0 | 0 | 600 | 0 | 0 | 0 | 0 | 0 | 0 | 0 | 0% | 0% | #NUM! | 0 | 0 | 0 | 0 | 0 | 0 | 0
[95 empty] | 1164 | 623.6614 | 4 | 0 | 0 | 600 | 0 | 0 | 0 | 0 | 0 | 0 | 0 | 0% | 0% | #NUM! | 0 | 0 | 0 | 0 | 0 | 0 | 0
[95 empty] | 1165 | 624.0253 | 4 | 0 | 0 | 600 | 0 | 0 | 0 | 0 | 0 | 0 | 0 | 0% | 0% | #NUM! | 0 | 0 | 0 | 0 | 0 | 0 | 0
[95 empty] | 1166 | 624.3893 | 4 | 0 | 0 | 600 | 0 | 0 | 0 | 0 | 0 | 0 | 0 | 0% | 0% | #NUM! | 0 | 0 | 0 | 0 | 0 | 0 | 0
[95 empty] | 1167 | 624.7533 | 4 | 0 | 0 | 600 | 0 | 0 | 0 | 0 | 0 | 0 | 0 | 0% | 0% | #NUM! | 0 | 0 | 0 | 0 | 0 | 0 | 0
[95 empty] | 1168 | 625.1172 | 4 | 0 | 0 | 600 | 0 | 0 | 0 | 0 | 0 | 0 | 0 | 0% | 0% | #NUM! | 0 | 0 | 0 | 0 | 0 | 0 | 0
[95 empty] | 1169 | 625.4812 | 4 | 0 | 0 | 600 | 0 | 0 | 0 | 0 | 0 | 0 | 0 | 0% | 0% | #NUM! | 0 | 0 | 0 | 0 | 0 | 0 | 0
[95 empty] | 1170 | 625.8452 | 4 | 0 | 0 | 600 | 0 | 0 | 0 | 0 | 0 | 0 | 0 | 0% | 0% | #NUM! | 0 | 0 | 0 | 0 | 0 | 0 | 0
[95 empty] | 1171 | 626.2091 | 4 | 0 | 0 | 600 | 0 | 0 | 0 | 0 | 0 | 0 | 0 | 0% | 0% | #NUM! | 0 | 0 | 0 | 0 | 0 | 0 | 0
[95 empty] | 1172 | 626.5731 | 4 | 0 | 0 | 600 | 0 | 0 | 0 | 0 | 0 | 0 | 0 | 0% | 0% | #NUM! | 0 | 0 | 0 | 0 | 0 | 0 | 0
[95 empty] | 1173 | 626.9371 | 4 | 0 | 0 | 600 | 0 | 0 | 0 | 0 | 0 | 0 | 0 | 0% | 0% | #NUM! | 0 | 0 | 0 | 0 | 0 | 0 | 0
[95 empty] | 1174 | 627.3011 | 4 | 0 | 0 | 600 | 0 | 0 | 0 | 0 | 0 | 0 | 0 | 0% | 0% | #NUM! | 0 | 0 | 0 | 0 | 0 | 0 | 0
[95 empty] | 1175 | 627.665 | 4 | 0 | 0 | 600 | 0 | 0 | 0 | 0 | 0 | 0 | 0 | 0% | 0% | #NUM! | 0 | 0 | 0 | 0 | 0 | 0 | 0
[95 empty] | 1176 | 628.029 | 4 | 0 | 0 | 600 | 0 | 0 | 0 | 0 | 0 | 0 | 0 | 0% | 0% | #NUM! | 0 | 0 | 0 | 0 | 0 | 0 | 0
[95 empty] | 1177 | 628.393 | 4 | 0 | 0 | 600 | 0 | 0 | 0 | 0 | 0 | 0 | 0 | 0% | 0% | #NUM! | 0 | 0 | 0 | 0 | 0 | 0 | 0
[95 empty] | 1178 | 628.7569 | 4 | 0 | 0 | 600 | 0 | 0 | 0 | 0 | 0 | 0 | 0 | 0% | 0% | #NUM! | 0 | 0 | 0 | 0 | 0 | 0 | 0
[95 empty] | 1179 | 629.1209 | 4 | 0 | 0 | 600 | 0 | 0 | 0 | 0 | 0 | 0 | 0 | 0% | 0% | #NUM! | 0 | 0 | 0 | 0 | 0 | 0 | 0
[95 empty] | 1180 | 629.4849 | 4 | 0 | 0 | 600 | 0 | 0 | 0 | 0 | 0 | 0 | 0 | 0% | 0% | #NUM! | 0 | 0 | 0 | 0 | 0 | 0 | 0
[95 empty] | 1181 | 629.8488 | 4 | 0 | 0 | 600 | 0 | 0 | 0 | 0 | 0 | 0 | 0 | 0% | 0% | #NUM! | 0 | 0 | 0 | 0 | 0 | 0 | 0
[95 empty] | 1182 | 630.2128 | 4 | 0 | 0 | 600 | 0 | 0 | 0 | 0 | 0 | 0 | 0 | 0% | 0% | #NUM! | 0 | 0 | 0 | 0 | 0 | 0 | 0
[95 empty] | 1183 | 630.5768 | 4 | 0 | 0 | 600 | 0 | 0 | 0 | 0 | 0 | 0 | 0 | 0% | 0% | #NUM! | 0 | 0 | 0 | 0 | 0 | 0 | 0
[95 empty] | 1184 | 630.9408 | 4 | 0 | 0 | 600 | 0 | 0 | 0 | 0 | 0 | 0 | 0 | 0% | 0% | #NUM! | 0 | 0 | 0 | 0 | 0 | 0 | 0
[95 empty] | 1185 | 631.3047 | 4 | 0 | 0 | 600 | 0 | 0 | 0 | 0 | 0 | 0 | 0 | 0% | 0% | #NUM! | 0 | 0 | 0 | 0 | 0 | 0 | 0
[95 empty] | 1186 | 631.6687 | 4 | 0 | 0 | 600 | 0 | 0 | 0 | 0 | 0 | 0 | 0 | 0% | 0% | #NUM! | 0 | 0 | 0 | 0 | 0 | 0 | 0
[95 empty] | 1187 | 632.0327 | 4 | 0 | 0 | 600 | 0 | 0 | 0 | 0 | 0 | 0 | 0 | 0% | 0% | #NUM! | 0 | 0 | 0 | 0 | 0 | 0 | 0
[95 empty] | 1188 | 632.3966 | 4 | 0 | 0 | 600 | 0 | 0 | 0 | 0 | 0 | 0 | 0 | 0% | 0% | #NUM! | 0 | 0 | 0 | 0 | 0 | 0 | 0
[95 empty] | 1189 | 632.7606 | 4 | 0 | 0 | 600 | 0 | 0 | 0 | 0 | 0 | 0 | 0 | 0% | 0% | #NUM! | 0 | 0 | 0 | 0 | 0 | 0 | 0
[95 empty] | 1190 | 633.1246 | 4 | 0 | 0 | 600 | 0 | 0 | 0 | 0 | 0 | 0 | 0 | 0% | 0% | #NUM! | 0 | 0 | 0 | 0 | 0 | 0 | 0
[95 empty] | 1191 | 633.4885 | 4 | 0 | 0 | 600 | 0 | 0 | 0 | 0 | 0 | 0 | 0 | 0% | 0% | #NUM! | 0 | 0 | 0 | 0 | 0 | 0 | 0
[95 empty] | 1192 | 633.8525 | 4 | 0 | 0 | 600 | 0 | 0 | 0 | 0 | 0 | 0 | 0 | 0% | 0% | #NUM! | 0 | 0 | 0 | 0 | 0 | 0 | 0
[95 empty] | 1193 | 634.2165 | 4 | 0 | 0 | 600 | 0 | 0 | 0 | 0 | 0 | 0 | 0 | 0% | 0% | #NUM! | 0 | 0 | 0 | 0 | 0 | 0 | 0
[95 empty] | 1194 | 634.5805 | 4 | 0 | 0 | 600 | 0 | 0 | 0 | 0 | 0 | 0 | 0 | 0% | 0% | #NUM! | 0 | 0 | 0 | 0 | 0 | 0 | 0
[95 empty] | 1195 | 634.9444 | 4 | 0 | 0 | 600 | 0 | 0 | 0 | 0 | 0 | 0 | 0 | 0% | 0% | #NUM! | 0 | 0 | 0 | 0 | 0 | 0 | 0
[95 empty] | 1196 | 635.3084 | 4 | 0 | 0 | 600 | 0 | 0 | 0 | 0 | 0 | 0 | 0 | 0% | 0% | #NUM! | 0 | 0 | 0 | 0 | 0 | 0 | 0
[95 empty] | 1197 | 635.6724 | 4 | 0 | 0 | 600 | 0 | 0 | 0 | 0 | 0 | 0 | 0 | 0% | 0% | #NUM! | 0 | 0 | 0 | 0 | 0 | 0 | 0
[95 empty] | 1198 | 636.0363 | 4 | 0 | 0 | 600 | 0 | 0 | 0 | 0 | 0 | 0 | 0 | 0% | 0% | #NUM! | 0 | 0 | 0 | 0 | 0 | 0 | 0
[95 empty] | 1199 | 636.4003 | 4 | 0 | 0 | 600 | 0 | 0 | 0 | 0 | 0 | 0 | 0 | 0% | 0% | #NUM! | 0 | 0 | 0 | 0 | 0 | 0 | 0
[95 empty] | 1200 | 636.7643 | 4 | 0 | 0 | 600 | 0 | 0 | 0 | 0 | 0 | 0 | 0 | 0% | 0% | #NUM! | 0 | 0 | 0 | 0 | 0 | 0 | 0
Note on CC4: 10 - 1200 steps 10
Note on BU5: PC version: Can be copied and pasted (select then triple click) into thickness drop-down box below Web version: Can be copied and pasted into thickness entry box Mac version: Can't use copy and paste
Note on BW6: PC version: Can be copied and pasted (select then triple click) into conductivity drop-down box below Web version: Can be copied and pasted into conductivity entry box Mac version: Can't use copy and paste
Note on BU7: PC version: Can be copied and pasted (select then triple click) into R-value drop-down box below Web version: Can be copied and pasted into R-value entry box Mac version: Can't use copy and paste
Note on BT10: 0 - 30 deg steps 0.5
Note on BT12: 10 - 500 steps 5
Note on BS16: 1: glasswool fibre 2: polyester/wool 3: rigid insulation
Note on BX16: 0.0200 - 0.0650 steps 0.0001
Note on BT18: 10 - 500 steps 5
Note on BT20: 10 - 1200 steps 10
Note on BS25: 1: glasswool fibre 2: polyester/wool 3: rigid insulation
Note on BX25: 0.0200 - 0.0650 steps 0.0001
Note on BT27: 10 - 500 steps 5
Note on BT29: 10 - 1200 steps 10
Note on BS34: 1: glasswool fibre 2: polyester/wool 3: rigid insulation
Note on BX34: 0.0200 - 0.0650 steps 0.0001
Note on BT36: 10 - 500 steps 5
Note on BT38: 10 - 1200 steps 10

## Roofs
|  | 98 | 56 |  | 10100010000000010000000000000000000000000100101100100100 |  |  | ogEAAABLJA | ogEAAABLJA | ogEAAABLJA |  |  |  | 101000100000000100000000000000000000000001001011001001000000 | 101000100000000100000000000000000000000001001011001001000000 |  | 98 | [13 empty] | P_RS_S_B_SR | 8 | P_blank2 | 2 |  |  | 4 |  |  | 4 |  |  | 4 |  |  | 1 |  |  | 1 |  |  | 2 |  |  | 0 |  |  | 0 |  |  | 0 |  |  | 1 | [5 empty] | 81 |  |  |  |  | FALSE |  | #VALUE! |  | Thermal resistance of timber framed skillion roof (m2K/W) | [5 empty] | ogEAAABLJA |  |  |  | www.branz.co.nz/terms-conditions/ |  | v2_7 | PC | 2025-11-27 16:49
1 | A | 81 | 7 | 1010001 | 10100010000000010000000000000000000000000100101100100100 | 101000 | 40 | o | 7 | ogEAAABLJA | o | FALSE | 40 | 101000 | 101000100000000100000000000000000000000001001011001001000000 | 1010001 | 81 | Cntrl8 | [18 empty] | 3 |  |  | 3 |  |  | 3 |  |  | 2 |  |  | 2 |  |  | 3 |  |  | 7 |  |  | 8 |  |  | 9 |  |  | 9 | [5 empty] | 7 |  |  |  |  | TRUE
2 | B | 1 | 9 | 000000001 | 10000000010000000000000000000000000100101100100100 | 100000 | 32 | g | 9 | gEAAABLJA | g | FALSE | 32 | 100000 | 00000000100000000000000000000000001001011001001000000 | 000000001 | 1 | Cntrl10 |  | 9 | 10 | 11 | 12 | 13 | 14 | 15 | 16 | 17 |  |  |  |  | 1 |  |  |  | 6 |  |  | 5 |  |  | 5 |  |  | 3 |  |  | 4 |  |  | 5 |  |  | 96 |  |  | 242 |  |  | 301 |  |  | 452 | [5 empty] | 82 | [5 empty] | Determine insulation |  |  |  | thickness (mm) |  | 65
3 | C | 0 | 9 | 000000000 | 00010000000000000000000000000100101100100100 | 000100 | 4 | E | 9 | EAAABLJA | E | TRUE | 4 | 000100 | 00000000000000000000000001001011001001000000 | 000000000 | 0 | Cntrl11 |  | 140 | 190 | 240 | 290 | 140 | 190 | 240 | 290 | 140 |  | 140 |  | 1 | 2 | set | [41 empty] | material thermal | [5 empty] | ------------- | = | 0.065 | thermal conductivity (W/m.K)
4 | D | 0 | 8 | 00000000 | 00000000000000000000000100101100100100 | 000000 | 0 | A | 8 | AAABLJA | A | TRUE | 0 | 000000 | 00000000000000001001011001001000000 | 00000000 | 0 | Cntrl7 | [14 empty] | 1 | don't set | [41 empty] | conductivity |  |  |  | R-value (m2.K/W) |  | 1 | bar: 9 to 17
5 | E | 0 | 7 | 0000000 | 00000000000000000100101100100100 | 000000 | 0 | A | 7 | AABLJA | A | TRUE | 0 | 000000 | 000000001001011001001000000 | 0000000 | 0 | Cntrl12 | thickness | 165 | 215 | 265 | 315 | 165 | 215 | 265 | 315 | 115 |  | 165 |  |  | 2 | set
6 | F | 2 | 3 | 010 | 00000000000100101100100100 | 000000 | 0 | A | 3 | ABLJA | A | TRUE | 0 | 000000 | 01001011001001000000 | 010 | 2 | Cntrl1 | membrane | 115 | 165 | 215 | 265 | 115 | 165 | 215 | 265 | [62 empty] | #VALUE!
7 | G | 1 | 2 | 01 | 00000100101100100100 | 000001 | 1 | B | 2 | BLJA | B | TRUE | 1 | 000001 | 01011001001000000 | 01 | 1 | Cntrl5 | k1 | 0.032 | 0.032 | 0.032 | 0.032 | 0.032 | 0.032 | 0.032 | 0.032 | 0.032 | [46 empty] | FALSE |  | Target roof thermal resistance (m2K/W) |  | Roof cladding |  |  | 2 | Metal tiles / profiled metal
8 | H | 1 | 2 | 01 | 00101100100100 | 001011 | 11 | L | 2 | LJA | L | TRUE | 11 | 001011 | 011001001000000 | 01 | 1 | Cntrl3 | k2 | 0.04 | 0.04 | 0.04 | 0.04 | 0.04 | 0.04 | 0.04 | 0.04 | 0.04 |  |  | 0.065 | [43 empty] | FALSE | [10 empty] | Rafter spacing (mm) |  | 1 | 400
9 | I | 4 | 3 | 100 | 00100100 | 001001 | 9 | J | 3 | JA | J | TRUE | 9 | 001001 | 1001001000000 | 100 | 4 | Cntrl6 | k3 | 0.05 | 0.05 | 0.05 | 0.05 | 0.05 | 0.05 | 0.05 | 0.05 | 0.05 |  |  | 0.032 | 1 | 0.05 | [41 empty] | FALSE |  |  |  | Rafter height (mm) |  |  | 2 | 140
10 | J | 4 | 3 | 100 | 00 | 000000 | 0 | A | 3 | A | A | TRUE | 0 | 000000 | 1001000000 | 100 | 4 | Cntrl4 | [12 empty] | 0.04 | 2 | 0.04
11 | K | 4 | 3 | 100 |  |  |  |  | 3 | [5 empty] | 1000000 | 100 | 4 | Cntrl2 |  | 400 | 400 | 400 | 400 | 400 | 400 | 400 | 400 | 400 |  |  | 0.05 | 3 | 0.032 | [41 empty] | FALSE |  |  |  | Battens / Dwangs |  |  | 1 | battens
12 | L | [18 empty] | 600 | 600 | 600 | 600 | 600 | 600 | 600 | 600 | 600 | [46 empty] | FALSE | [10 empty] | Insulation R-value |  | 6 | 2.0
13 | M | [18 empty] | 900 | 900 | 900 | 900 | 900 | 900 | 900 | 900 | 900 | [46 empty] | FALSE |  | 6.6 | 2.5 | Insulation conductivity |  |  | 0.045 | 0.065 |  |  |  |  | thickness | 130
14 | N | [18 empty] | 1200 | 1200 | 1200 | 1200 | 1200 | 1200 | 1200 | 1200 | 1200 |  |  |  | 400 | 600 | 900 | 1200 | [52 empty] | (mm)
15 | O | [17 empty] | k1 | -0.0041647 | -0.0017953 | -0.0011753 | -0.0010323 | -0.068653 | -0.035722 | -0.021604 | -0.014415 | -0.00086836 |  | -0.0041647 | k1 | -0.0041647 | -0.0026011 | -0.00057079 | -0.00052592 | [39 empty] | FALSE |  |  |  | Interior secondary insulating layer (ISIL) |  |  | 0 | none
16 | P | [18 empty] | 0.88656 | 0.87341 | 0.87046 | 0.87124 | 1.2805 | 1.1113 | 1.0261 | 0.9776 | 0.83389 |  | 0.88656 |  | 0.88656 | 0.92766 | 0.94774 | 0.96498 | [14 empty] | FALSE | FALSE | [22 empty] | FALSE | FALSE | [7 empty] | 0 | 0
17 | Q | [18 empty] | 0.046779 | 0.06486 | 0.067596 | 0.061833 | -0.55263 | -0.34437 | -0.22434 | -0.15069 | 0.30324 |  | 0.046779 |  | 0.046779 | 0.062646 | 0.085 | 0.084339 | [14 empty] | FALSE | FALSE | [22 empty] | FALSE | FALSE | [7 empty] | 0 | 0 |  | Roof thermal resistance |  | 2.0622
18 | R | [18 empty] | -0.0026011 | -0.00106 | -0.00061067 | -0.00041293 | -0.046872 | -0.024723 | -0.015191 | -0.010366 | -0.00063235 |  | -0.0026011 | k2 | -0.0080316 | -0.004727 | -0.0021141 | -0.0016143 |  | lining |  | 1 | rafter height |  |  | rafter spacing |  |  | 1 |  |  | ISIL | FALSE | FALSE | Cladding |  |  | depth |  |  | % |  |  | Rvalue | [13 empty] | FALSE | [7 empty] | 0 | 0
19 | S | [18 empty] | 0.92766 | 0.91928 | 0.91692 | 0.91581 | 1.2035 | 1.09 | 1.0328 | 1.0009 | 0.88913 |  | 0.92766 |  | 0.92902 | 0.95184 | 0.96512 | 0.97663 |  | 2 |  | 0 | 4 |  | 1 | 6 |  | 0 | 3 |  | 0 | 5 | 0 | 1 | 1 | 0 |  | 12 | 0 |  | 7 | 0 |  | 11 | 0 |  | 10 |  | 400 |  |  |  | 8 |  |  | 9
20 | T | [18 empty] | 0.062646 | 0.073783 | 0.076456 | 0.081585 | -0.39258 | -0.25345 | -0.1735 | -0.12626 | 0.28065 |  | 0.062646 |  | 0.054507 | 0.086953 | 0.10988 | 0.11462 | 4 | 5 | 10 mm plasterboard | 3 | 5 | 140 | 2 | 5 | 400 | 2 | 2 | battens | 2 | 2 | none | 3 | 3 | Metal tiles / profiled metal | 96 | 1 | 0 | 242 | 1 | 0 | 301 | 1 | 0 | 202 | 2 | 0.065 | 0.065 |  |  | 42 | 82 | 2.0 | 35 | 35 | 2.5
21 | U | [18 empty] | -0.00057079 | -0.00017769 | -3.5989e-05 | 0.00020646 | -0.031604 | -0.016495 | -0.010054 | -0.0068166 | 0.00072772 |  | -0.00057079 | k3 | -0.017496 | -0.012134 | -0.0083245 | -0.0050794 |  | 1 |  |  | 1 |  |  | 1 |  |  | 1 |  |  | 1 |  |  | 1 |  |  | 1 |  |  | 1 |  |  | 1 |  |  | 1 | [5 empty] | 1 |  |  | 1 | 2.5 | FALSE |  |  |  | Lining |  | 2 | 10 mm plasterboard
22 | V | [18 empty] | 0.94774 | 0.94621 | 0.94545 | 0.94317 | 1.1475 | 1.0691 | 1.0298 | 1.0079 | 0.91928 |  | 0.94774 |  | 0.99564 | 1.0023 | 1.0066 | 0.99962 |  | 2 | none | 140 | 2 | 290 | 400 | 2 | 1200 |  | 2 | battens |  | 2 | none |  | 2 | Concrete or clay tile | 95 | 2 | --------- | 25 | 2 | --------- | 3 | 2 | --------- | 0.065 | 2 | 0.065 | 7.7843 | 2.5387 | 10 |  | 2 | 2.5 |  | 2 | 2.5
23 | W | [18 empty] | 0.085 | 0.086113 | 0.086849 | 0.092627 | -0.27906 | -0.18208 | -0.12638 | -0.093458 | 0.27411 |  | 0.085 |  | 0.031857 | 0.071737 | 0.096394 | 0.12398 |  | 3 | 7 mm plywood | 190 | 3 | 240 | 600 | 3 | 900 |  | 3 | dwangs |  | 3 | unframed |  | 3 | Metal tiles / profiled metal | 94 | 3 | --------- | 24.9 | 3 | --------- | 2.99 | 3 | --------- | 0.0649 | 3 | 0.0649 | 7.7378 | 2.5387 | 9.9 |  | 3 | 2.5 |  | 3 | 2.5 |  |  | Insulation |  | Rafter spacing (mm) |  |  |  | Insulation |  | Rafter spacing (mm) |  |  |  |  | 0
24 | X | [18 empty] | -0.00052592 | -5.5145e-05 | 3.659e-05 | 8.4995e-17 | -0.024459 | -0.012549 | -0.007642 | -0.0051336 | -0.0013587 |  | -0.00052592 | [6 empty] | 4 | 13 mm plywood | 240 | 4 | 190 | 900 | 4 | 600 |  |  |  |  | 4 | framed |  | 4 | low slope metal | 93 | 4 | --------- | 24.8 | 4 | --------- | 2.98 | 4 | --------- | 0.0648 | 4 | 0.0648 | 7.6907 | 2.5387 | 9.8 |  | 4 | 2.5 |  | 4 | 2.5
25 | Y | [18 empty] | 0.96498 | 0.96232 | 0.96187 | 0.96237 | 1.1232 | 1.06 | 1.03 | 1.0128 | 0.95142 |  | 0.96498 | [6 empty] | 5 | 10 mm plasterboard | 290 | 5 | 140 | 1200 | 5 | 400 | [7 empty] | 5 | Membrane | 92 | 5 | --------- | 24.7 | 5 | --------- | 2.97 | 5 | --------- | 0.0647 | 5 | 0.0647 | 7.6429 | 2.5387 | 9.7 |  | 5 | 2.5 |  | 5 | 2.5 |  |  | thickness | R-value | 400 | 600 | 900 | 1200 | thickness | R-value | 400 | 600 | 900 | 1200
26 | Z | [18 empty] | 0.084339 | 0.08791 | 0.088221 | 0.090323 | -0.22922 | -0.14852 | -0.10615 | -0.08015 | 0.24544 |  | 0.084339 | [6 empty] | 6 | 13 mm plasterboard | [15 empty] | 91 | 6 | --------- | 24.6 | 6 | --------- | 2.96 | 6 | --------- | 0.0646 | 6 | 0.0646 | 7.5945 | 2.5387 | 9.6 |  | 6 | 2.5 |  | 6 | 2.5
27 | a | [17 empty] | k2 | -0.0080316 | -0.0031651 | -0.001755 | -0.0015223 | -0.11784 | -0.054454 | -0.030361 | -0.019083 | -0.010711 |  | -0.0080316 | [23 empty] | 90 | 7 | --------- | 24.5 | 7 | --------- | 2.95 | 7 | --------- | 0.0645 | 7 | 0.0645 | 7.5455 | 2.5387 | 9.5 |  | 7 | 2.5 |  | 7 | 2.5
28 | b | [18 empty] | 0.92902 | 0.90423 | 0.89636 | 0.89594 | 1.5263 | 1.2239 | 1.0903 | 1.0204 | 0.91107 |  | 0.92902 | [23 empty] | 89 | 8 | --------- | 24.4 | 8 | --------- | 2.94 | 8 | --------- | 0.0644 | 8 | 0.0644 | 7.4959 | 2.5387 | 9.4 |  | 8 | 2.5 |  | 8 | 2.5
29 | c | [18 empty] | 0.054507 | 0.085254 | 0.096073 | 0.096796 | -0.75618 | -0.40305 | -0.22479 | -0.12272 | 0.21595 |  | 0.054507 | [6 empty] | 0 | 0.045 | [15 empty] | 88 | 9 | --------- | 24.3 | 9 | --------- | 2.93 | 9 | --------- | 0.0643 | 9 | 0.0643 | 7.4456 | 2.5387 | 9.3 |  | 9 | 2.5 |  | 9 | 2.5
30 | d | [18 empty] | -0.004727 | -0.0020282 | -0.0010504 | -0.0015223 | -0.079584 | -0.037164 | -0.021019 | -0.013485 | -0.0086611 |  | -0.004727 | [6 empty] | -0.045 | 0 | [15 empty] | 87 | 10 | --------- | 24.2 | 10 | --------- | 2.92 | 10 | --------- | 0.0642 | 10 | 0.0642 | 7.3946 | 2.5387 | 9.2 |  | 10 | 2.5 |  | 10 | 2.5
31 | e | [18 empty] | 0.95184 | 0.93914 | 0.93359 | 0.93974 | 1.3626 | 1.1607 | 1.0716 | 1.0255 | 0.94842 |  | 0.95184 | [6 empty] | 0.005 | 0.05 | [15 empty] | 86 | 11 | --------- | 24.1 | 11 | --------- | 2.91 | 11 | --------- | 0.0641 | 11 | 0.0641 | 7.3431 | 2.5387 | 9.1 |  | 11 | 2.5 |  | 11 | 2.5
32 | f | [18 empty] | 0.086953 | 0.10123 | 0.10889 | 0.091686 | -0.49272 | -0.25787 | -0.13908 | -0.072912 | 0.21181 |  | 0.086953 | [6 empty] | 0.055 | 0.1 | [15 empty] | 85 | 12 | --------- | 24 | 12 | --------- | 2.9 | 12 | --------- | 0.064 | 12 | 0.064 | 7.2909 | 2.5387 | 9.0 |  | 12 | 2.5 |  | 12 | 2.5
33 | g | [18 empty] | -0.0021141 | -0.00068495 | -0.00039723 | -0.00038057 | -0.053159 | -0.024431 | -0.013816 | -0.0088645 | -0.0020577 |  | -0.0021141 | [6 empty] | 0 | 0.045 | [8 empty] | 0 | 0 | [5 empty] | 84 | 13 | --------- | 23.9 | 13 | --------- | 2.89 | 13 | --------- | 0.0639 | 13 | 0.0639 | 7.2381 | 2.5387 | 8.9 |  | 13 | 2.5 |  | 13 | 2.5
34 | h |  |  |  | Roofs | [14 empty] | 0.96512 | 0.95801 | 0.9567 | 0.95647 | 1.2483 | 1.1104 | 1.0518 | 1.0214 | 0.94685 |  | 0.96512 | [6 empty] | 0.014 | 0.059 | [5 empty] | timber R | 0 | 0 | 0 | 0 | 0 |  |  |  |  | 83 | 14 | --------- | 23.8 | 14 | --------- | 2.88 | 14 | --------- | 0.0638 | 14 | 0.0638 | 7.1846 | 2.5387 | 8.8 |  | 14 | 2.5 |  | 14 | 2.5
35 | i |  |  |  | reference | ogEAAABLJA | [13 empty] | 0.10988 | 0.11828 | 0.11966 | 0.11724 | -0.30995 | -0.14834 | -0.070732 | -0.027099 | 0.24193 |  | 0.10988 | [13 empty] | insul R | 0 | 100 | 0 | [6 empty] | 82 | 15 | --------- | 23.7 | 15 | --------- | 2.87 | 15 | --------- | 0.0637 | 15 | 0.0637 | 7.1305 | 2.5387 | 8.7 |  | 15 | 2.5 |  | 15 | 2.5
36 | j |  |  |  | Roof cladding | Metal tiles / profiled metal | [13 empty] | -0.0016143 | -0.00038778 | -0.00016026 | 0.00038057 | -0.03983 | -0.018375 | -0.010359 | -0.0066036 | -0.0015433 |  | -0.0016143 | [23 empty] | 81 | 16 | --------- | 23.6 | 16 | --------- | 2.86 | 16 | --------- | 0.0636 | 16 | 0.0636 | 7.0758 | 2.5387 | 8.6 |  | 16 | 2.5 |  | 16 | 2.5
37 | k |  |  |  | Rafter height (mm) | 140 | [13 empty] | 0.97663 | 0.96997 | 0.96883 | 0.96324 | 1.1903 | 1.0874 | 1.0432 | 1.02 | 0.95989 |  | 0.97663 | [23 empty] | 80 | 17 | --------- | 23.5 | 17 | --------- | 2.85 | 17 | --------- | 0.0635 | 17 | 0.0635 | 7.0204 | 2.5387 | 8.5 |  | 17 | 2.5 |  | 17 | 2.5
38 | l |  |  |  | Battens / Dwangs | battens | [13 empty] | 0.11462 | 0.12351 | 0.12473 | 0.13546 | -0.21723 | -0.096904 | -0.038195 | -0.0046707 | 0.24041 |  | 0.11462 | [23 empty] | 79 | 18 | --------- | 23.4 | 18 | --------- | 2.84 | 18 | --------- | 0.0634 | 18 | 0.0634 | 6.9644 | 2.5387 | 8.4 |  | 18 | 2.5 |  | 18 | 2.5
39 | m |  |  |  | Insulation conductivity | 0.065 | [12 empty] | k3 | -0.017496 | -0.0062683 | -0.0029217 | -0.0022491 | -0.2218 | -0.094404 | -0.046924 | -0.02732 | 0.011429 |  | -0.017496 | [23 empty] | 78 | 19 | --------- | 23.3 | 19 | --------- | 2.83 | 19 | --------- | 0.0633 | 19 | 0.0633 | 6.9078 | 2.5387 | 8.3 |  | 19 | 2.5 |  | 19 | 2.5
40 | n |  |  |  | Interior secondary insulating layer (ISIL) | none | [13 empty] | 0.99564 | 0.94372 | 0.9256 | 0.92408 | 1.9852 | 1.4422 | 1.1978 | 1.0858 | 0.81709 |  | 0.99564 | [23 empty] | 77 | 20 | --------- | 23.2 | 20 | --------- | 2.82 | 20 | --------- | 0.0632 | 20 | 0.0632 | 6.8505 | 2.5387 | 8.2 |  | 20 | 2.5 |  | 20 | 2.5
41 | o |  |  |  | ---------- | 0 | [13 empty] | 0.031857 | 0.091059 | 0.11542 | 0.11109 | -1.1697 | -0.60511 | -0.29662 | -0.1416 | 0.36126 |  | 0.031857 | [23 empty] | 76 | 21 | --------- | 23.1 | 21 | --------- | 2.81 | 21 | --------- | 0.0631 | 21 | 0.0631 | 6.7926 | 2.5387 | 8.1 |  | 21 | 2.5 |  | 21 | 2.5
42 | p |  |  |  | ---------- | 0 | [13 empty] | -0.012134 | -0.0038306 | -0.0018753 | -6.5712e-17 | -0.14899 | -0.064076 | -0.032261 | -0.019078 | 0.034286 |  | -0.012134 | [23 empty] | 75 | 22 | --------- | 23 | 22 | --------- | 2.8 | 22 | --------- | 0.063 | 22 | 0.063 | 6.7341 | 2.5387 | 8.0 |  | 22 | 2.5 |  | 22 | 2.5
43 | q |  |  |  | ---------- | 0 | [13 empty] | 1.0023 | 0.96253 | 0.95251 | 0.94044 | 1.6656 | 1.305 | 1.1417 | 1.0668 | 0.75606 |  | 1.0023 | [23 empty] | 74 | 23 | --------- | 22.9 | 23 | --------- | 2.79 | 23 | --------- | 0.0629 | 23 | 0.0629 | 6.6749 | 2.5387 | 7.9 |  | 23 | 2.5 |  | 23 | 2.5
44 | r |  |  |  | Lining | 10 mm plasterboard | [13 empty] | 0.071737 | 0.11935 | 0.13177 | 0.14907 | -0.74462 | -0.37201 | -0.16633 | -0.063249 | 0.4579 |  | 0.071737 | [23 empty] | 73 | 24 | --------- | 22.8 | 24 | --------- | 2.78 | 24 | --------- | 0.0628 | 24 | 0.0628 | 6.6151 | 2.5387 | 7.8 |  | 24 | 2.5 |  | 24 | 2.5
45 | s |  |  |  | Rafter spacing (mm) | 400 | [13 empty] | -0.0083245 | -0.0015829 | -0.00080177 | -0.0015014 | -0.099894 | -0.043118 | -0.02143 | -0.012653 | -0.10286 |  | -0.0083245 | [23 empty] | 72 | 25 | --------- | 22.7 | 25 | --------- | 2.77 | 25 | --------- | 0.0627 | 25 | 0.0627 | 6.5547 | 2.5387 | 7.7 |  | 25 | 2.5 |  | 25 | 2.5
46 | t |  |  |  | Insulation R-value | 2.0 | [13 empty] | 1.0066 | 0.97119 | 0.96751 | 0.9761 | 1.4506 | 1.2101 | 1.0977 | 1.0477 | 1.4278 |  | 1.0066 | [23 empty] | 71 | 26 | --------- | 22.6 | 26 | --------- | 2.76 | 26 | --------- | 0.0626 | 26 | 0.0626 | 6.4936 | 2.5387 | 7.6 |  | 26 | 2.5 |  | 26 | 2.5
47 | u |  |  |  | thickness | 130 | [13 empty] | 0.096394 | 0.14292 | 0.14697 | 0.12324 | -0.46032 | -0.21335 | -0.070364 | -0.0016047 | -0.31028 |  | 0.096394 | [23 empty] | 70 | 27 | --------- | 22.5 | 27 | --------- | 2.75 | 27 | --------- | 0.0625 | 27 | 0.0625 | 6.4319 | 2.5387 | 7.5 |  | 27 | 2.5 |  | 27 | 2.5
48 | v |  |  |  | Roof thermal resistance | 2.0622 | [13 empty] | -0.0050794 | -0.0010447 | -0.00042127 | 0 | -0.074356 | -0.03207 | -0.015981 | -0.0094374 | -0.011429 |  | -0.0050794 | [23 empty] | 69 | 28 | --------- | 22.4 | 28 | --------- | 2.74 | 28 | --------- | 0.0624 | 28 | 0.0624 | 6.3696 | 2.5387 | 7.4 |  | 28 | 2.5 |  | 28 | 2.5
49 | w | [18 empty] | 0.99962 | 0.97919 | 0.97592 | 0.97536 | 1.3374 | 1.1583 | 1.0752 | 1.038 | 1.0125 |  | 0.99962 | [23 empty] | 68 | 29 | --------- | 22.3 | 29 | --------- | 2.73 | 29 | --------- | 0.0623 | 29 | 0.0623 | 6.3066 | 2.5387 | 7.3 |  | 29 | 2.5 |  | 29 | 2.5
50 | x | [18 empty] | 0.12398 | 0.14967 | 0.15384 | 0.1472 | -0.30976 | -0.12591 | -0.020575 | 0.030628 | 0.18718 |  | 0.12398 | [23 empty] | 67 | 30 | --------- | 22.2 | 30 | --------- | 2.72 | 30 | --------- | 0.0622 | 30 | 0.0622 | 6.243 | 2.5387 | 7.2 |  | 30 | 2.5 |  | 30 | 2.5
51 | y | [52 empty] | 66 | 31 | --------- | 22.1 | 31 | --------- | 2.71 | 31 | --------- | 0.0621 | 31 | 0.0621 | 6.1788 | 2.5387 | 7.1 |  | 31 | 2.5 |  | 31 | 2.5
52 | z | [52 empty] | 65 | 32 | --------- | 22 | 32 | --------- | 2.7 | 32 | --------- | 0.062 | 32 | 0.062 | 6.1139 | 2.5387 | 7.0 |  | 32 | 2.5 |  | 32 | 2.5
53 | 0 | [52 empty] | 64 | 33 | --------- | 21.9 | 33 | --------- | 2.69 | 33 | --------- | 0.0619 | 33 | 0.0619 | 6.0484 | 2.5387 | 6.9 |  | 33 | 2.5 |  | 33 | 2.5
54 | 1 | [52 empty] | 63 | 34 | --------- | 21.8 | 34 | --------- | 2.68 | 34 | --------- | 0.0618 | 34 | 0.0618 | 5.9823 | 2.5387 | 6.8 |  | 34 | 2.5 |  | 34 | 2.5
55 | 2 | [52 empty] | 62 | 35 | --------- | 21.7 | 35 | --------- | 2.67 | 35 | --------- | 0.0617 | 35 | 0.0617 | 5.9155 | 2.5387 | 6.7 |  | 35 | 2.5 |  | 35 | 2.5
56 | 3 | [18 empty] | 6 |  | P_blank2 | 2 | P_RS_S_B_SR | 2 | P_RS_S_D |  | 2 | P_blank2 |  | 8 | P_RS_S_B_SR | [21 empty] | 61 | 36 | --------- | 21.6 | 36 | --------- | 2.66 | 36 | --------- | 0.0616 | 36 | 0.0616 | 5.8481 | 2.5387 | 6.6 |  | 36 | 2.5 |  | 36 | 2.5
57 | 4 | [18 empty] | 9: P_RL_S_B; 11: P_blank2; 13: P_RS_C_B; 15: P_RS_C_D; 17: 1 | P_blank |  | 1 | P_RS_M_B | [21 empty] | 60 | 37 | --------- | 21.5 | 37 | --------- | 2.65 | 37 | --------- | 0.0615 | 37 | 0.0615 | 5.78 | 2.5387 | 6.5 |  | 37 | 2.5 |  | 37 | 2.5
58 | 5 | [18 empty] | 9: P_RL_S_D; 11: P_RS_S_SIL; 13: P_RS_S_B_SR; 15: P_RS_S_D; 17: 2 | P_blank2 |  | 2 | P_RS_M_D | [21 empty] | 59 | 38 | --------- | 21.4 | 38 | --------- | 2.64 | 38 | --------- | 0.0614 | 38 | 0.0614 | 5.7114 | 2.5387 | 6.4 |  | 38 | 2.5 |  | 38 | 2.5
59 | 6 | [18 empty] | 9: P_RS_S_SIL; 13: P_RL_S_B; 15: P_RL_S_D; 17: 3 | P_blank3 |  | 3 | P_RL_S_B | [21 empty] | 58 | 39 | --------- | 21.3 | 39 | --------- | 2.63 | 39 | --------- | 0.0613 | 39 | 0.0613 | 5.6421 | 2.5387 | 6.3 |  | 39 | 2.5 |  | 39 | 2.5
60 | 7 | [18 empty] | 9: P_RS_S_B_DR; 11: P_RS_S_I; 13: P_RS_M_B; 15: P_RS_M_D; 17: 4 | P_RP_SIL2 |  | 4 | P_RL_S_D | [21 empty] | 57 | 40 | --------- | 21.2 | 40 | --------- | 2.62 | 40 | --------- | 0.0612 | 40 | 0.0612 | 5.5721 | 2.5387 | 6.2 |  | 40 | 2.5 |  | 40 | 2.5
61 | 8 | [18 empty] | 9: P_RS_S_DR; 17: 5 | P_RS_S_SIL |  | 5 | P_RS_S_SIL | [21 empty] | 56 | 41 | --------- | 21.1 | 41 | --------- | 2.61 | 41 | --------- | 0.0611 | 41 | 0.0611 | 5.5015 | 2.5387 | 6.1 |  | 41 | 2.5 |  | 41 | 2.5 |  |  | 162.5 | 2.5 | 2.5387 | 2.5987 | 2.638 | 2.659
62 | 9 | [18 empty] | 9: P_RS_S_B_SR; 13: P_RS_S_B_SR; 15: P_RS_S_DR; 17: 6 | P_PS_O_a |  | 6 | P_RS_S_B_DR | [21 empty] | 55 | 42 | --------- | 21 | 42 | --------- | 2.6 | 42 | --------- | 0.061 | 42 | 0.061 | 5.4303 | 2.5387 | 6.0 |  | 42 | 2.5 |  | 42 | 2.5 |  |  | 156 | 2.4 | 2.4447 | 2.5023 | 2.5398 | 2.5607
63 | + | [18 empty] | 9: P_RS_S_D; 13: P_RS_S_B_DR; 15: P_RS_C_DR; 17: 7 | P_PS_O_b |  | 7 | P_RS_S_DR | [21 empty] | 54 | 43 | --------- | 20.9 | 43 | --------- | 2.59 | 43 | --------- | 0.0609 | 43 | 0.0609 | 5.3585 | 2.5387 | 5.9 |  | 43 | 2.5 |  | 43 | 2.5 |  |  | 149.5 | 2.3 | 2.35 | 2.4054 | 2.4412 | 2.4621
64 | / | [18 empty] | 9: P_RS_C_DR; 13: P_RS_S_B_SR; 17: 8 | P_PS_O_c |  | 8 | P_RS_S_B_SR | [21 empty] | 53 | 44 | --------- | 20.8 | 44 | --------- | 2.58 | 44 | --------- | 0.0608 | 44 | 0.0608 | 5.286 | 2.5387 | 5.8 |  | 44 | 2.5 |  | 44 | 2.5 |  |  | 143 | 2.2 | 2.2547 | 2.3081 | 2.3422 | 2.3633
65 | = | [18 empty] | 9: P_RS_C_D; 17: 9 | P_PS_O_T |  | 9 | P_RS_S_D | [21 empty] | 52 | 45 | --------- | 20.7 | 45 | --------- | 2.57 | 45 | --------- | 0.0607 | 45 | 0.0607 | 5.2129 | 2.5387 | 5.7 |  | 45 | 2.5 |  | 45 | 2.5 |  |  | 136.5 | 2.1 | 2.1588 | 2.2103 | 2.2429 | 2.2643
[20 empty] | 9: P_RS_C_B; 17: 10 | W_staggered |  | 10 | P_RS_C_DR | [21 empty] | 51 | 46 | --------- | 20.6 | 46 | --------- | 2.56 | 46 | --------- | 0.0606 | 46 | 0.0606 | 5.1392 | 2.5387 | 5.6 |  | 46 | 2.5 |  | 46 | 2.5 |  |  | 130 | 2 | 2.0622 | 2.112 | 2.1433 | 2.1651
[20 empty] | 17: 11 | W_ISIL_M |  | 11 | P_RS_C_D | [21 empty] | 50 | 47 | --------- | 20.5 | 47 | --------- | 2.55 | 47 | --------- | 0.0605 | 47 | 0.0605 | 5.0648 | 2.5387 | 5.5 |  | 47 | 2.5 |  | 47 | 2.5
[20 empty] | 17: 12 | W_T_RAB |  | 12 | P_RS_C_B | [21 empty] | 49 | 48 | --------- | 20.4 | 48 | --------- | 2.54 | 48 | --------- | 0.0604 | 48 | 0.0604 | 4.9898 | 2.5387 | 5.4 |  | 48 | 2.5 |  | 48 | 2.5
[20 empty] | 17: 13 | STF_lined |  | 13 | P_RS_S_I | [21 empty] | 48 | 49 | --------- | 20.3 | 49 | --------- | 2.53 | 49 | --------- | 0.0603 | 49 | 0.0603 | 4.9141 | 2.5387 | 5.3 |  | 49 | 2.5 |  | 49 | 2.5 |  |  | The conductivity calculated in the top display box can be copied and pasted over the pull-down selection of conductivity for a segment. After copying, select all of the number in the target box and paste.
[20 empty] | 17: 14 | W_ISIL_PW |  | 14 | P_warmroof | [21 empty] | 47 | 50 | --------- | 20.2 | 50 | --------- | 2.52 | 50 | --------- | 0.0602 | 50 | 0.0602 | 4.8378 | 2.5387 | 5.2 |  | 50 | 2.5 |  | 50 | 2.5 |  |  | This can also be done with the thickness entered into the top entry box.
[20 empty] | 17: 15 | W_S_RAB | [24 empty] | 46 | 51 | --------- | 20.1 | 51 | --------- | 2.51 | 51 | --------- | 0.0601 | 51 | 0.0601 | 4.7609 | 2.5387 | 5.1 |  | 51 | 2.5 |  | 51 | 2.5
[54 empty] | 45 | 52 | --------- | 20 | 52 | --------- | 2.5 | 52 | --------- | 0.06 | 52 | 0.06 | 4.6834 | 2.5387 | 5.0 |  | 52 | 2.5 |  | 52 | 2.5
[54 empty] | 44 | 53 | --------- | 19.9 | 53 | --------- | 2.49 | 53 | --------- | 0.0599 | 53 | 0.0599 | 4.6052 | 2.5387 | 4.9 |  | 53 | 2.5 |  | 53 | 2.5 |  |  | Nogs / battens are assumed to be spaced at 600 mm centres
[54 empty] | 43 | 54 | --------- | 19.8 | 54 | --------- | 2.48 | 54 | --------- | 0.0598 | 54 | 0.0598 | 4.5264 | 2.5387 | 4.8 |  | 54 | 2.5 |  | 54 | 2.5
[54 empty] | 42 | 55 | --------- | 19.7 | 55 | --------- | 2.47 | 55 | --------- | 0.0597 | 55 | 0.0597 | 4.4469 | 2.5387 | 4.7 |  | 55 | 2.5 |  | 55 | 2.5 |  |  | Interior secondary insulation layer - 50 mm deep x 70 mm high horizontal battens @ 600 ctrs
[54 empty] | 41 | 56 | --------- | 19.6 | 56 | --------- | 2.46 | 56 | --------- | 0.0596 | 56 | 0.0596 | 4.3669 | 2.5387 | 4.6 |  | 56 | 2.5 |  | 56 | 2.5 |  |  | insulation is either R 1.56 (k=0.032 W/m.K) or R 1.25 (k=0.04 W/m.K)
[54 empty] | 40 | 57 | --------- | 19.5 | 57 | --------- | 2.45 | 57 | --------- | 0.0595 | 57 | 0.0595 | 4.2861 | 2.5387 | 4.5 |  | 57 | 2.5 |  | 57 | 2.5 |  |  | resulting overall R-value for the layers of 1.2 m2K/W and 1.1 m2K/W respectively
[54 empty] | 39 | 58 | --------- | 19.4 | 58 | --------- | 2.44 | 58 | --------- | 0.0594 | 58 | 0.0594 | 4.2048 | 2.5387 | 4.4 |  | 58 | 2.5 |  | 58 | 2.5
[54 empty] | 38 | 59 | --------- | 19.3 | 59 | --------- | 2.43 | 59 | --------- | 0.0593 | 59 | 0.0593 | 4.1228 | 2.5387 | 4.3 |  | 59 | 2.5 |  | 59 | 2.5 |  |  | Modelled using 3D finite element software
[54 empty] | 37 | 60 | --------- | 19.2 | 60 | --------- | 2.42 | 60 | --------- | 0.0592 | 60 | 0.0592 | 4.0402 | 2.5387 | 4.2 |  | 60 | 2.5 |  | 60 | 2.5
[54 empty] | 36 | 61 | --------- | 19.1 | 61 | --------- | 2.41 | 61 | --------- | 0.0591 | 61 | 0.0591 | 3.9569 | 2.5387 | 4.1 |  | 61 | 2.5 |  | 61 | 2.5 |  |  | H1/AS1 5th ed. Schedule method minimum R 6.6 in all climate zones
[20 empty] | 9: 400; 12: 600; 15: 900 | 1200 |  | 400 | 600 | 900 | 1200 | [19 empty] | 35 | 62 | --------- | 19 | 62 | --------- | 2.4 | 62 | --------- | 0.059 | 62 | 0.059 | 3.8731 | 2.5387 | 4.0 |  | 62 | 2.5 |  | 62 | 2.5
[19 empty] | 0.032 | 0.04 | 0.05 | 0.032 | 0.04 | 0.05 | 0.032 | 0.04 | 0.05 | 0.032 | 0.04 | 0.05 | 0.065 | 0.065 | 0.065 | 0.065 | [19 empty] | 34 | 63 | --------- | 18.9 | 63 | --------- | 2.39 | 63 | --------- | 0.0589 | 63 | 0.0589 | 3.7885 | 2.5387 | 3.9 |  | 63 | 2.5 |  | 63 | 2.5
[19 empty] | 8.496 | 8.5416 | 8.2387 | 9.0791 | 9.1327 | 8.8815 | 9.5054 | 9.5497 | 9.33 | 9.6815 | 9.7195 | 9.6122 | 7.7843 | 8.5048 | 9.0005 | 9.4513 | [19 empty] | 33 | 64 | --------- | 18.8 | 64 | --------- | 2.38 | 64 | --------- | 0.0588 | 64 | 0.0588 | 3.7034 | 2.5387 | 3.8 |  | 64 | 2.5 |  | 64 | 2.5
[19 empty] | 8.4156 | 8.4646 | 8.1739 | 8.9916 | 9.0469 | 8.8054 | 9.4117 | 9.4574 | 9.2459 | 9.5861 | 9.6251 | 9.5224 | 7.7378 | 8.4433 | 8.9287 | 9.3684 | [19 empty] | 32 | 65 | --------- | 18.7 | 65 | --------- | 2.37 | 65 | --------- | 0.0587 | 65 | 0.0587 | 3.6176 | 2.5387 | 3.7 |  | 65 | 2.5 |  | 65 | 2.5
[19 empty] | 8.3351 | 8.3876 | 8.1088 | 8.9039 | 8.961 | 8.7291 | 9.3181 | 9.365 | 9.1616 | 9.4906 | 9.5306 | 9.4324 | 7.6907 | 8.3813 | 8.8565 | 9.2852 | [19 empty] | 31 | 66 | --------- | 18.6 | 66 | --------- | 2.36 | 66 | --------- | 0.0586 | 66 | 0.0586 | 3.5312 | 2.5387 | 3.6 |  | 66 | 2.5 |  | 66 | 2.5
[19 empty] | 8.2546 | 8.3103 | 8.0434 | 8.8162 | 8.875 | 8.6525 | 9.2244 | 9.2726 | 9.0772 | 9.3952 | 9.4361 | 9.3424 | 7.6429 | 8.3188 | 8.7841 | 9.2018 | [19 empty] | 30 | 67 | --------- | 18.5 | 67 | --------- | 2.35 | 67 | --------- | 0.0585 | 67 | 0.0585 | 3.4441 | 2.5387 | 3.5 |  | 67 | 2.5 |  | 67 | 2.5
[19 empty] | 8.174 | 8.2329 | 7.9776 | 8.7285 | 8.789 | 8.5757 | 9.1307 | 9.1802 | 8.9926 | 9.2997 | 9.3415 | 9.2522 | 7.5945 | 8.2559 | 8.7112 | 9.1182 | [19 empty] | 29 | 68 | --------- | 18.4 | 68 | --------- | 2.34 | 68 | --------- | 0.0584 | 68 | 0.0584 | 3.3564 | 2.5387 | 3.4 |  | 68 | 2.5 |  | 68 | 2.5
[19 empty] | 8.0933 | 8.1554 | 7.9114 | 8.6407 | 8.7028 | 8.4987 | 9.0371 | 9.0877 | 8.9079 | 9.2042 | 9.2469 | 9.1619 | 7.5455 | 8.1924 | 8.638 | 9.0345 | [19 empty] | 28 | 69 | --------- | 18.3 | 69 | --------- | 2.33 | 69 | --------- | 0.0583 | 69 | 0.0583 | 3.2681 | 2.5387 | 3.3 |  | 69 | 2.5 |  | 69 | 2.5
[19 empty] | 8.0125 | 8.0776 | 7.8449 | 8.5528 | 8.6166 | 8.4214 | 8.9434 | 8.9952 | 8.8229 | 9.1087 | 9.1523 | 9.0716 | 7.4959 | 8.1286 | 8.5645 | 8.9505 | [19 empty] | 27 | 70 | --------- | 18.2 | 70 | --------- | 2.32 | 70 | --------- | 0.0582 | 70 | 0.0582 | 3.1791 | 2.5387 | 3.2 |  | 70 | 2.5 |  | 70 | 2.5
[19 empty] | 7.9316 | 7.9997 | 7.7781 | 8.4649 | 8.5302 | 8.3438 | 8.8497 | 8.9027 | 8.7378 | 9.0132 | 9.0577 | 8.9811 | 7.4456 | 8.0642 | 8.4906 | 8.8663 | [19 empty] | 26 | 71 | --------- | 18.1 | 71 | --------- | 2.31 | 71 | --------- | 0.0581 | 71 | 0.0581 | 3.0896 | 2.5387 | 3.1 |  | 71 | 2.5 |  | 71 | 2.5
[19 empty] | 7.8507 | 7.9217 | 7.7109 | 8.377 | 8.4438 | 8.2661 | 8.7559 | 8.8101 | 8.6526 | 8.9176 | 8.963 | 8.8906 | 7.3946 | 7.9994 | 8.4163 | 8.7819 | [19 empty] | 25 | 72 | --------- | 18 | 72 | --------- | 2.3 | 72 | --------- | 0.058 | 72 | 0.058 | 2.9993 | 2.5387 | 3.0 |  | 72 | 2.5 |  | 72 | 2.5
[19 empty] | 7.7696 | 7.8435 | 7.6433 | 8.289 | 8.3573 | 8.188 | 8.6622 | 8.7174 | 8.5671 | 8.8221 | 8.8683 | 8.7999 | 7.3431 | 7.9342 | 8.3417 | 8.6973 | [19 empty] | 24 | 73 | --------- | 17.9 | 73 | --------- | 2.29 | 73 | --------- | 0.0579 | 73 | 0.0579 | 2.9085 | 2.5387 | 2.9 |  | 73 | 2.5 |  | 73 | 2.5
[19 empty] | 7.6885 | 7.7651 | 7.5754 | 8.2009 | 8.2706 | 8.1098 | 8.5685 | 8.6247 | 8.4816 | 8.7266 | 8.7736 | 8.7091 | 7.2909 | 7.8684 | 8.2668 | 8.6125 | [19 empty] | 23 | 74 | --------- | 17.8 | 74 | --------- | 2.28 | 74 | --------- | 0.0578 | 74 | 0.0578 | 2.817 | 2.5387 | 2.8 |  | 74 | 2.5 |  | 74 | 2.5
[19 empty] | 7.6073 | 7.6866 | 7.5072 | 8.1128 | 8.1839 | 8.0312 | 8.4747 | 8.532 | 8.3958 | 8.631 | 8.6788 | 8.6183 | 7.2381 | 7.8022 | 8.1915 | 8.5275 | [19 empty] | 22 | 75 | --------- | 17.7 | 75 | --------- | 2.27 | 75 | --------- | 0.0577 | 75 | 0.0577 | 2.7249 | 2.5387 | 2.7 |  | 75 | 2.5 |  | 75 | 2.5
[19 empty] | 7.526 | 7.6079 | 7.4386 | 8.0246 | 8.0971 | 7.9525 | 8.3809 | 8.4392 | 8.3099 | 8.5354 | 8.584 | 8.5273 | 7.1846 | 7.7356 | 8.1158 | 8.4422 | [19 empty] | 21 | 76 | --------- | 17.6 | 76 | --------- | 2.26 | 76 | --------- | 0.0576 | 76 | 0.0576 | 2.6321 | 2.5387 | 2.6 |  | 76 | 2.5 | 162.5 | 76 | 2.5
[19 empty] | 7.4447 | 7.5291 | 7.3696 | 7.9364 | 8.0102 | 7.8735 | 8.2872 | 8.3464 | 8.2238 | 8.4399 | 8.4891 | 8.4362 | 7.1305 | 7.6685 | 8.0398 | 8.3568 | [19 empty] | 20 | 77 | --------- | 17.5 | 77 | --------- | 2.25 | 77 | --------- | 0.0575 | 77 | 0.0575 | 2.5387 | 2.5387 | 2.5 | 162.5 | 77 | 2.5 | 156 | 77 | 2.4
[19 empty] | 7.3632 | 7.4501 | 7.3004 | 7.8482 | 7.9232 | 7.7943 | 8.1934 | 8.2536 | 8.1375 | 8.3443 | 8.3943 | 8.345 | 7.0758 | 7.6009 | 7.9634 | 8.2712 | [19 empty] | 19 | 78 | --------- | 17.4 | 78 | --------- | 2.24 | 78 | --------- | 0.0574 | 78 | 0.0574 | 2.4447 | 2.4447 | 2.4 | 156 | 78 | 2.4 | 149.5 | 78 | 2.3
[19 empty] | 7.2817 | 7.3709 | 7.2307 | 7.7598 | 7.8361 | 7.7148 | 8.0996 | 8.1607 | 8.0511 | 8.2487 | 8.2994 | 8.2538 | 7.0204 | 7.5328 | 7.8867 | 8.1853 | [19 empty] | 18 | 79 | --------- | 17.3 | 79 | --------- | 2.23 | 79 | --------- | 0.0573 | 79 | 0.0573 | 2.35 | 2.35 | 2.3 | 149.5 | 79 | 2.3 | 143 | 79 | 2.2
[19 empty] | 7.2001 | 7.2916 | 7.1607 | 7.6715 | 7.7489 | 7.635 | 8.0058 | 8.0677 | 7.9645 | 8.1531 | 8.2044 | 8.1624 | 6.9644 | 7.4643 | 7.8097 | 8.0993 | [19 empty] | 17 | 80 | --------- | 17.2 | 80 | --------- | 2.22 | 80 | --------- | 0.0572 | 80 | 0.0572 | 2.2547 | 2.2547 | 2.2 | 143 | 80 | 2.2 | 136.5 | 80 | 2.1
[19 empty] | 7.1184 | 7.2121 | 7.0904 | 7.583 | 7.6616 | 7.5551 | 7.912 | 7.9748 | 7.8777 | 8.0574 | 8.1095 | 8.0709 | 6.9078 | 7.3953 | 7.7322 | 8.0131 | [19 empty] | 16 | 81 | --------- | 17.1 | 81 | --------- | 2.21 | 81 | --------- | 0.0571 | 81 | 0.0571 | 2.1588 | 2.1588 | 2.1 | 136.5 | 81 | 2.1 | 130 | 81 | 2.0
[19 empty] | 7.0366 | 7.1324 | 7.0197 | 7.4946 | 7.5742 | 7.4749 | 7.8181 | 7.8817 | 7.7908 | 7.9618 | 8.0145 | 7.9793 | 6.8505 | 7.3259 | 7.6545 | 7.9266 | [19 empty] | 15 | 82 | --------- | 17 | 82 | --------- | 2.2 | 82 | --------- | 0.057 | 82 | 0.057 | 2.0622 | 2.0622 | 2.0 | 130 | 82 | 2.0
[19 empty] | 6.9547 | 7.0526 | 6.9486 | 7.406 | 7.4867 | 7.3944 | 7.7243 | 7.7887 | 7.7037 | 7.8662 | 7.9194 | 7.8876 | 6.7926 | 7.2559 | 7.5763 | 7.8399 | [19 empty] | 14 | 83 | --------- | 16.9 | 83 | --------- | 2.19 | 83 | --------- | 0.0569 | 83 | 0.0569
[19 empty] | 6.8728 | 6.9727 | 6.8772 | 7.3175 | 7.3992 | 7.3137 | 7.6304 | 7.6956 | 7.6165 | 7.7705 | 7.8244 | 7.7959 | 6.7341 | 7.1856 | 7.4978 | 7.7531 | [19 empty] | 13 | 84 | --------- | 16.8 | 84 | --------- | 2.18 | 84 | --------- | 0.0568 | 84 | 0.0568
[19 empty] | 6.7907 | 6.8925 | 6.8055 | 7.2288 | 7.3115 | 7.2328 | 7.5366 | 7.6024 | 7.529 | 7.6749 | 7.7293 | 7.704 | 6.6749 | 7.1147 | 7.419 | 7.666 | [19 empty] | 12 | 85 | --------- | 16.7 | 85 | --------- | 2.17 | 85 | --------- | 0.0567 | 85 | 0.0567
[19 empty] | 6.7086 | 6.8122 | 6.7334 | 7.1402 | 7.2237 | 7.1516 | 7.4427 | 7.5092 | 7.4415 | 7.5792 | 7.6341 | 7.612 | 6.6151 | 7.0434 | 7.3398 | 7.5787 | [19 empty] | 11 | 86 | --------- | 16.6 | 86 | --------- | 2.16 | 86 | --------- | 0.0566 | 86 | 0.0566
[19 empty] | 6.6264 | 6.7318 | 6.6609 | 7.0514 | 7.1359 | 7.0702 | 7.3488 | 7.416 | 7.3537 | 7.4835 | 7.539 | 7.5199 | 6.5547 | 6.9716 | 7.2603 | 7.4913 | [19 empty] | 10 | 87 | --------- | 16.5 | 87 | --------- | 2.15 | 87 | --------- | 0.0565 | 87 | 0.0565
[19 empty] | 6.5441 | 6.6512 | 6.5881 | 6.9626 | 7.0479 | 6.9885 | 7.2549 | 7.3227 | 7.2658 | 7.3878 | 7.4438 | 7.4277 | 6.4936 | 6.8994 | 7.1804 | 7.4036 | [19 empty] | 9 | 88 | --------- | 16.4 | 88 | --------- | 2.14 | 88 | --------- | 0.0564 | 88 | 0.0564
[19 empty] | 6.4617 | 6.5704 | 6.515 | 6.8738 | 6.9599 | 6.9066 | 7.161 | 7.2294 | 7.1777 | 7.2921 | 7.3486 | 7.3354 | 6.4319 | 6.8267 | 7.1001 | 7.3157 | [19 empty] | 8 | 89 | --------- | 16.3 | 89 | --------- | 2.13 | 89 | --------- | 0.0563 | 89 | 0.0563
[19 empty] | 6.3793 | 6.4895 | 6.4415 | 6.7849 | 6.8717 | 6.8244 | 7.067 | 7.136 | 7.0894 | 7.1964 | 7.2533 | 7.243 | 6.3696 | 6.7535 | 7.0195 | 7.2276 | [19 empty] | 7 | 90 | --------- | 16.2 | 90 | --------- | 2.12 | 90 | --------- | 0.0562 | 90 | 0.0562
[19 empty] | 6.2968 | 6.4084 | 6.3677 | 6.696 | 6.7835 | 6.742 | 6.9731 | 7.0426 | 7.001 | 7.1007 | 7.158 | 7.1505 | 6.3066 | 6.6799 | 6.9386 | 7.1393 | [19 empty] | 6 | 91 | --------- | 16.1 | 91 | --------- | 2.11 | 91 | --------- | 0.0561 | 91 | 0.0561
[19 empty] | 6.2141 | 6.3271 | 6.2935 | 6.607 | 6.6952 | 6.6594 | 6.8792 | 6.9492 | 6.9124 | 7.0049 | 7.0627 | 7.0579 | 6.243 | 6.6058 | 6.8573 | 7.0508 | [19 empty] | 5 | 92 | --------- | 16 | 92 | --------- | 2.1 | 92 | --------- | 0.056 | 92 | 0.056
[19 empty] | 6.1314 | 6.2457 | 6.2189 | 6.5179 | 6.6067 | 6.5765 | 6.7852 | 6.8557 | 6.8237 | 6.9092 | 6.9673 | 6.9652 | 6.1788 | 6.5312 | 6.7756 | 6.9621 | [19 empty] | 4 | 93 | --------- | 15.9 | 93 | --------- | 2.09 | 93 | --------- | 0.0559 | 93 | 0.0559
[19 empty] | 6.0487 | 6.1641 | 6.144 | 6.4288 | 6.5182 | 6.4934 | 6.6912 | 6.7621 | 6.7347 | 6.8134 | 6.8719 | 6.8724 | 6.1139 | 6.4562 | 6.6936 | 6.8731 | [19 empty] | 3 | 94 | --------- | 15.8 | 94 | --------- | 2.08 | 94 | --------- | 0.0558 | 94 | 0.0558
[19 empty] | 5.9658 | 6.0824 | 6.0688 | 6.3397 | 6.4296 | 6.41 | 6.5973 | 6.6686 | 6.6456 | 6.7177 | 6.7765 | 6.7795 | 6.0484 | 6.3807 | 6.6112 | 6.784 | [19 empty] | 2 | 95 | --------- | 15.7 | 95 | --------- | 2.07 | 95 | --------- | 0.0557 | 95 | 0.0557
[19 empty] | 5.8828 | 6.0005 | 5.9932 | 6.2505 | 6.3409 | 6.3264 | 6.5033 | 6.575 | 6.5564 | 6.6219 | 6.6811 | 6.6865 | 5.9823 | 6.3047 | 6.5285 | 6.6947 | [19 empty] | 1 | 96 | --------- | 15.6 | 96 | --------- | 2.06 | 96 | --------- | 0.0556 | 96 | 0.0556
[19 empty] | 5.7998 | 5.9184 | 5.9172 | 6.1612 | 6.2521 | 6.2426 | 6.4093 | 6.4813 | 6.467 | 6.5261 | 6.5856 | 6.5934 | 5.9155 | 6.2283 | 6.4455 | 6.6051 | [22 empty] | 15.5 | 97 | --------- | 2.05 | 97 | --------- | 0.0555 | 97 | 0.0555
[19 empty] | 5.7167 | 5.8362 | 5.8409 | 6.0719 | 6.1632 | 6.1585 | 6.3152 | 6.3876 | 6.3774 | 6.4303 | 6.4901 | 6.5002 | 5.8481 | 6.1514 | 6.362 | 6.5154 | [22 empty] | 15.4 | 98 | --------- | 2.04 | 98 | --------- | 0.0554 | 98 | 0.0554
[19 empty] | 5.6335 | 5.7538 | 5.7643 | 5.9825 | 6.0742 | 6.0742 | 6.2212 | 6.2939 | 6.2876 | 6.3345 | 6.3945 | 6.4069 | 5.78 | 6.0741 | 6.2783 | 6.4255 | [22 empty] | 15.3 | 99 | --------- | 2.03 | 99 | --------- | 0.0553 | 99 | 0.0553
[19 empty] | 5.5502 | 5.6713 | 5.6873 | 5.8931 | 5.9851 | 5.9896 | 6.1272 | 6.2001 | 6.1977 | 6.2387 | 6.2989 | 6.3135 | 5.7114 | 5.9963 | 6.1941 | 6.3353 | [22 empty] | 15.2 | 100 | --------- | 2.02 | 100 | --------- | 0.0552 | 100 | 0.0552
[19 empty] | 5.4668 | 5.5886 | 5.61 | 5.8037 | 5.8959 | 5.9047 | 6.0331 | 6.1062 | 6.1076 | 6.1428 | 6.2033 | 6.22 | 5.6421 | 5.918 | 6.1097 | 6.2449 | [22 empty] | 15.1 | 101 | --------- | 2.01 | 101 | --------- | 0.0551 | 101 | 0.0551
[19 empty] | 5.3834 | 5.5057 | 5.5323 | 5.7142 | 5.8067 | 5.8197 | 5.9391 | 6.0124 | 6.0174 | 6.047 | 6.1077 | 6.1264 | 5.5721 | 5.8392 | 6.0248 | 6.1544 | [22 empty] | 15 | 102 | --------- | 2 | 102 | --------- | 0.055 | 102 | 0.055
[19 empty] | 5.2999 | 5.4227 | 5.4542 | 5.6246 | 5.7173 | 5.7344 | 5.845 | 5.9185 | 5.9269 | 5.9511 | 6.012 | 6.0327 | 5.5015 | 5.76 | 5.9396 | 6.0636 | [22 empty] | 14.9 | 103 | --------- | 1.99 | 103 | --------- | 0.0549 | 103 | 0.0549
[19 empty] | 5.2162 | 5.3395 | 5.3758 | 5.535 | 5.6278 | 5.6488 | 5.7509 | 5.8245 | 5.8363 | 5.8553 | 5.9163 | 5.9388 | 5.4303 | 5.6803 | 5.8541 | 5.9726 | [22 empty] | 14.8 | 104 | --------- | 1.98 | 104 | --------- | 0.0548 | 104 | 0.0548
[19 empty] | 5.1325 | 5.2561 | 5.2971 | 5.4453 | 5.5383 | 5.563 | 5.6568 | 5.7305 | 5.7456 | 5.7594 | 5.8206 | 5.8449 | 5.3585 | 5.6002 | 5.7682 | 5.8815 | [22 empty] | 14.7 | 105 | --------- | 1.97 | 105 | --------- | 0.0547 | 105 | 0.0547
[19 empty] | 5.0488 | 5.1726 | 5.218 | 5.3556 | 5.4486 | 5.477 | 5.5627 | 5.6365 | 5.6547 | 5.6635 | 5.7248 | 5.7509 | 5.286 | 5.5196 | 5.682 | 5.7901 | [22 empty] | 14.6 | 106 | --------- | 1.96 | 106 | --------- | 0.0546 | 106 | 0.0546
[19 empty] | 4.9649 | 5.089 | 5.1386 | 5.2658 | 5.3589 | 5.3907 | 5.4686 | 5.5424 | 5.5636 | 5.5676 | 5.629 | 5.6568 | 5.2129 | 5.4385 | 5.5954 | 5.6985 | [22 empty] | 14.5 | 107 | --------- | 1.95 | 107 | --------- | 0.0545 | 107 | 0.0545
[19 empty] | 4.8809 | 5.0052 | 5.0588 | 5.176 | 5.269 | 5.3042 | 5.3745 | 5.4483 | 5.4723 | 5.4717 | 5.5331 | 5.5626 | 5.1392 | 5.357 | 5.5084 | 5.6067 | [22 empty] | 14.4 | 108 | --------- | 1.94 | 108 | --------- | 0.0544 | 108 | 0.0544
[19 empty] | 4.7969 | 4.9212 | 4.9786 | 5.0861 | 5.1791 | 5.2174 | 5.2803 | 5.3541 | 5.3809 | 5.3758 | 5.4373 | 5.4682 | 5.0648 | 5.275 | 5.4211 | 5.5147 | [22 empty] | 14.3 | 109 | --------- | 1.93 | 109 | --------- | 0.0543 | 109 | 0.0543
[19 empty] | 4.7128 | 4.837 | 4.8981 | 4.9962 | 5.0891 | 5.1304 | 5.1862 | 5.2599 | 5.2893 | 5.2799 | 5.3414 | 5.3738 | 4.9898 | 5.1925 | 5.3335 | 5.4225 | [22 empty] | 14.2 | 110 | --------- | 1.92 | 110 | --------- | 0.0542 | 110 | 0.0542
[19 empty] | 4.6286 | 4.7527 | 4.8173 | 4.9062 | 4.9989 | 5.0432 | 5.092 | 5.1656 | 5.1976 | 5.184 | 5.2454 | 5.2793 | 4.9141 | 5.1096 | 5.2455 | 5.3301 | [22 empty] | 14.1 | 111 | --------- | 1.91 | 111 | --------- | 0.0541 | 111 | 0.0541
[19 empty] | 4.5443 | 4.6682 | 4.7361 | 4.8161 | 4.9087 | 4.9557 | 4.9978 | 5.0713 | 5.1056 | 5.088 | 5.1495 | 5.1847 | 4.8378 | 5.0262 | 5.1571 | 5.2374 | [22 empty] | 14 | 112 | --------- | 1.9 | 112 | --------- | 0.054 | 112 | 0.054
[19 empty] | 4.4599 | 4.5836 | 4.6545 | 4.7261 | 4.8184 | 4.868 | 4.9036 | 4.977 | 5.0136 | 4.9921 | 5.0535 | 5.0899 | 4.7609 | 4.9423 | 5.0684 | 5.1446 | [22 empty] | 13.9 | 113 | --------- | 1.89 | 113 | --------- | 0.0539 | 113 | 0.0539
[19 empty] | 4.3755 | 4.4988 | 4.5726 | 4.6359 | 4.728 | 4.78 | 4.8095 | 4.8826 | 4.9213 | 4.8961 | 4.9574 | 4.9951 | 4.6834 | 4.858 | 4.9793 | 5.0516 | [22 empty] | 13.8 | 114 | --------- | 1.88 | 114 | --------- | 0.0538 | 114 | 0.0538
[19 empty] | 4.2909 | 4.4139 | 4.4904 | 4.5457 | 4.6375 | 4.6918 | 4.7152 | 4.7882 | 4.8289 | 4.8001 | 4.8614 | 4.9002 | 4.6052 | 4.7732 | 4.8899 | 4.9583 | [22 empty] | 13.7 | 115 | --------- | 1.87 | 115 | --------- | 0.0537 | 115 | 0.0537
[19 empty] | 4.2063 | 4.3288 | 4.4078 | 4.4555 | 4.5469 | 4.6033 | 4.621 | 4.6938 | 4.7363 | 4.7041 | 4.7653 | 4.8051 | 4.5264 | 4.6879 | 4.8001 | 4.8649 | [22 empty] | 13.6 | 116 | --------- | 1.86 | 116 | --------- | 0.0536 | 116 | 0.0536
[19 empty] | 4.1216 | 4.2435 | 4.3249 | 4.3652 | 4.4562 | 4.5146 | 4.5268 | 4.5993 | 4.6435 | 4.6081 | 4.6691 | 4.71 | 4.4469 | 4.6022 | 4.71 | 4.7713 | [22 empty] | 13.5 | 117 | --------- | 1.85 | 117 | --------- | 0.0535 | 117 | 0.0535
[19 empty] | 4.0368 | 4.1581 | 4.2416 | 4.2748 | 4.3654 | 4.4257 | 4.4325 | 4.5047 | 4.5506 | 4.5121 | 4.573 | 4.6147 | 4.3669 | 4.516 | 4.6195 | 4.6774 | [22 empty] | 13.4 | 118 | --------- | 1.84 | 118 | --------- | 0.0534 | 118 | 0.0534
[19 empty] | 3.952 | 4.0725 | 4.1579 | 4.1844 | 4.2745 | 4.3365 | 4.3383 | 4.4101 | 4.4575 | 4.4161 | 4.4768 | 4.5194 | 4.2861 | 4.4294 | 4.5287 | 4.5834 | [22 empty] | 13.3 | 119 | --------- | 1.83 | 119 | --------- | 0.0533 | 119 | 0.0533
[19 empty] | 3.867 | 3.9867 | 4.0739 | 4.094 | 4.1835 | 4.247 | 4.244 | 4.3155 | 4.3643 | 4.3201 | 4.3805 | 4.424 | 4.2048 | 4.3423 | 4.4375 | 4.4891 | [22 empty] | 13.2 | 120 | --------- | 1.82 | 120 | --------- | 0.0532 | 120 | 0.0532
[19 empty] | 3.782 | 3.9008 | 3.9896 | 4.0035 | 4.0925 | 4.1574 | 4.1497 | 4.2208 | 4.2709 | 4.224 | 4.2843 | 4.3284 | 4.1228 | 4.2547 | 4.346 | 4.3946 | [22 empty] | 13.1 | 121 | --------- | 1.81 | 121 | --------- | 0.0531 | 121 | 0.0531
[19 empty] | 3.6969 | 3.8147 | 3.9049 | 3.9129 | 4.0013 | 4.0674 | 4.0555 | 4.1261 | 4.1773 | 4.128 | 4.188 | 4.2328 | 4.0402 | 4.1666 | 4.2541 | 4.2999 | [22 empty] | 13 | 122 | --------- | 1.8 | 122 | --------- | 0.053 | 122 | 0.053
[19 empty] | 3.6117 | 3.7285 | 3.8199 | 3.8223 | 3.91 | 3.9773 | 3.9612 | 4.0313 | 4.0835 | 4.0319 | 4.0917 | 4.137 | 3.9569 | 4.0781 | 4.1618 | 4.2051 | [22 empty] | 12.9 | 123 | --------- | 1.79 | 123 | --------- | 0.0529 | 123 | 0.0529
[19 empty] | 3.5264 | 3.6421 | 3.7345 | 3.7317 | 3.8187 | 3.8869 | 3.8668 | 3.9365 | 3.9896 | 3.9358 | 3.9953 | 4.0412 | 3.8731 | 3.9891 | 4.0692 | 4.11 | [22 empty] | 12.8 | 124 | --------- | 1.78 | 124 | --------- | 0.0528 | 124 | 0.0528
[19 empty] | 3.441 | 3.5555 | 3.6487 | 3.641 | 3.7272 | 3.7962 | 3.7725 | 3.8417 | 3.8955 | 3.8398 | 3.8989 | 3.9452 | 3.7885 | 3.8997 | 3.9763 | 4.0147 | [22 empty] | 12.7 | 125 | --------- | 1.77 | 125 | --------- | 0.0527 | 125 | 0.0527
[19 empty] | 3.3556 | 3.4688 | 3.5626 | 3.5502 | 3.6357 | 3.7053 | 3.6782 | 3.7468 | 3.8013 | 3.7437 | 3.8025 | 3.8492 | 3.7034 | 3.8098 | 3.883 | 3.9192 | [22 empty] | 12.6 | 126 | --------- | 1.76 | 126 | --------- | 0.0526 | 126 | 0.0526
[19 empty] | 3.2701 | 3.3819 | 3.4762 | 3.4594 | 3.5441 | 3.6142 | 3.5838 | 3.6519 | 3.7069 | 3.6476 | 3.7061 | 3.753 | 3.6176 | 3.7194 | 3.7893 | 3.8235 | [22 empty] | 12.5 | 127 | --------- | 1.75 | 127 | --------- | 0.0525 | 127 | 0.0525
[19 empty] | 3.1844 | 3.2949 | 3.3894 | 3.3685 | 3.4523 | 3.5228 | 3.4895 | 3.5569 | 3.6123 | 3.5514 | 3.6096 | 3.6568 | 3.5312 | 3.6286 | 3.6953 | 3.7276 | [22 empty] | 12.4 | 128 | --------- | 1.74 | 128 | --------- | 0.0524 | 128 | 0.0524
[19 empty] | 3.0987 | 3.2077 | 3.3023 | 3.2776 | 3.3605 | 3.4312 | 3.3951 | 3.4619 | 3.5175 | 3.4553 | 3.5131 | 3.5604 | 3.4441 | 3.5373 | 3.601 | 3.6315 | [22 empty] | 12.3 | 129 | --------- | 1.73 | 129 | --------- | 0.0523 | 129 | 0.0523
[19 empty] | 3.013 | 3.1203 | 3.2148 | 3.1866 | 3.2686 | 3.3394 | 3.3007 | 3.3669 | 3.4226 | 3.3592 | 3.4165 | 3.464 | 3.3564 | 3.4455 | 3.5063 | 3.5351 | [22 empty] | 12.2 | 130 | --------- | 1.72 | 130 | --------- | 0.0522 | 130 | 0.0522
[19 empty] | 2.9271 | 3.0328 | 3.1269 | 3.0956 | 3.1766 | 3.2473 | 3.2063 | 3.2718 | 3.3275 | 3.263 | 3.3199 | 3.3674 | 3.2681 | 3.3533 | 3.4112 | 3.4386 | [22 empty] | 12.1 | 131 | --------- | 1.71 | 131 | --------- | 0.0521 | 131 | 0.0521
[19 empty] | 2.8411 | 2.9451 | 3.0387 | 3.0045 | 3.0844 | 3.1549 | 3.1119 | 3.1766 | 3.2323 | 3.1669 | 3.2233 | 3.2707 | 3.1791 | 3.2606 | 3.3158 | 3.3419 | [22 empty] | 12 | 132 | --------- | 1.7 | 132 | --------- | 0.052 | 132 | 0.052
[19 empty] | 2.7551 | 2.8573 | 2.9502 | 2.9134 | 2.9922 | 3.0623 | 3.0175 | 3.0814 | 3.1369 | 3.0707 | 3.1267 | 3.174 | 3.0896 | 3.1674 | 3.22 | 3.245 | [22 empty] | 11.9 | 133 | --------- | 1.69 | 133 | --------- | 0.0519 | 133 | 0.0519
[19 empty] | 2.669 | 2.7693 | 2.8613 | 2.8222 | 2.8999 | 2.9695 | 2.9231 | 2.9862 | 3.0413 | 2.9745 | 3.03 | 3.0771 | 2.9993 | 3.0738 | 3.1239 | 3.1478 | [22 empty] | 11.8 | 134 | --------- | 1.68 | 134 | --------- | 0.0518 | 134 | 0.0518
[19 empty] | 2.5828 | 2.6811 | 2.7721 | 2.731 | 2.8075 | 2.8764 | 2.8287 | 2.891 | 2.9455 | 2.8784 | 2.9333 | 2.9802 | 2.9085 | 2.9797 | 3.0274 | 3.0505 | [22 empty] | 11.7 | 135 | --------- | 1.67 | 135 | --------- | 0.0517 | 135 | 0.0517
[19 empty] | 2.4965 | 2.5928 | 2.6825 | 2.6397 | 2.715 | 2.7831 | 2.7342 | 2.7956 | 2.8496 | 2.7822 | 2.8365 | 2.8831 | 2.817 | 2.8852 | 2.9306 | 2.9529 | [22 empty] | 11.6 | 136 | --------- | 1.66 | 136 | --------- | 0.0516 | 136 | 0.0516
[19 empty] | 2.4101 | 2.5043 | 2.5925 | 2.5484 | 2.6225 | 2.6895 | 2.6397 | 2.7003 | 2.7535 | 2.6859 | 2.7398 | 2.7859 | 2.7249 | 2.7902 | 2.8334 | 2.8552 | [22 empty] | 11.5 | 137 | --------- | 1.65 | 137 | --------- | 0.0515 | 137 | 0.0515
[19 empty] | 2.3237 | 2.4157 | 2.5022 | 2.457 | 2.5298 | 2.5957 | 2.5453 | 2.6049 | 2.6573 | 2.5897 | 2.643 | 2.6887 | 2.6321 | 2.6947 | 2.7359 | 2.7572 | [22 empty] | 11.4 | 138 | --------- | 1.64 | 138 | --------- | 0.0514 | 138 | 0.0514
[19 empty] | 2.2372 | 2.3269 | 2.4116 | 2.3655 | 2.437 | 2.5017 | 2.4508 | 2.5095 | 2.5609 | 2.4935 | 2.5461 | 2.5913 | 2.5387 | 2.5987 | 2.638 | 2.659 | [22 empty] | 11.3 | 139 | --------- | 1.63 | 139 | --------- | 0.0513 | 139 | 0.0513
[19 empty] | 2.1505 | 2.2379 | 2.3206 | 2.274 | 2.3441 | 2.4074 | 2.3563 | 2.414 | 2.4643 | 2.3973 | 2.4492 | 2.4938 | 2.4447 | 2.5023 | 2.5398 | 2.5607 | [22 empty] | 11.2 | 140 | --------- | 1.62 | 140 | --------- | 0.0512 | 140 | 0.0512
[19 empty] | 2.0638 | 2.1488 | 2.2293 | 2.1825 | 2.2512 | 2.3129 | 2.2618 | 2.3185 | 2.3675 | 2.301 | 2.3523 | 2.3962 | 2.35 | 2.4054 | 2.4412 | 2.4621 | [22 empty] | 11.1 | 141 | --------- | 1.61 | 141 | --------- | 0.0511 | 141 | 0.0511
[19 empty] | 1.9771 | 2.0595 | 2.1376 | 2.0909 | 2.1581 | 2.2181 | 2.1673 | 2.2229 | 2.2706 | 2.2047 | 2.2554 | 2.2986 | 2.2547 | 2.3081 | 2.3422 | 2.3633 | [22 empty] | 11 | 142 | --------- | 1.6 | 142 | --------- | 0.051 | 142 | 0.051
[19 empty] | 1.8902 | 1.97 | 2.0455 | 1.9993 | 2.065 | 2.1231 | 2.0727 | 2.1273 | 2.1736 | 2.1085 | 2.1584 | 2.2008 | 2.1588 | 2.2103 | 2.2429 | 2.2643 | [22 empty] | 10.9 | 143 | --------- | 1.59 | 143 | --------- | 0.0509 | 143 | 0.0509
[19 empty] | 1.8032 | 1.8804 | 1.9531 | 1.9076 | 1.9717 | 2.0278 | 1.9782 | 2.0317 | 2.0763 | 2.0122 | 2.0614 | 2.1029 | 2.0622 | 2.112 | 2.1433 | 2.1651 | [22 empty] | 10.8 | 144 | --------- | 1.58 | 144 | --------- | 0.0508 | 144 | 0.0508
[57 empty] | 10.7 | 145 | --------- | 1.57 | 145 | --------- | 0.0507 | 145 | 0.0507
[57 empty] | 10.6 | 146 | --------- | 1.56 | 146 | --------- | 0.0506 | 146 | 0.0506
[57 empty] | 10.5 | 147 | --------- | 1.55 | 147 | --------- | 0.0505 | 147 | 0.0505
[57 empty] | 10.4 | 148 | --------- | 1.54 | 148 | --------- | 0.0504 | 148 | 0.0504
[57 empty] | 10.3 | 149 | --------- | 1.53 | 149 | --------- | 0.0503 | 149 | 0.0503
[57 empty] | 10.2 | 150 | --------- | 1.52 | 150 | --------- | 0.0502 | 150 | 0.0502
[57 empty] | 10.1 | 151 | --------- | 1.51 | 151 | --------- | 0.0501 | 151 | 0.0501
[57 empty] | 10 | 152 | --------- | 1.5 | 152 | --------- | 0.05 | 152 | 0.05
[57 empty] | 9.9 | 153 | --------- | 1.49 | 153 | --------- | 0.0499 | 153 | 0.0499
[57 empty] | 9.8 | 154 | --------- | 1.48 | 154 | --------- | 0.0498 | 154 | 0.0498
[57 empty] | 9.7 | 155 | --------- | 1.47 | 155 | --------- | 0.0497 | 155 | 0.0497
[57 empty] | 9.6 | 156 | --------- | 1.46 | 156 | --------- | 0.0496 | 156 | 0.0496
[57 empty] | 9.5 | 157 | --------- | 1.45 | 157 | --------- | 0.0495 | 157 | 0.0495
[57 empty] | 9.4 | 158 | --------- | 1.44 | 158 | --------- | 0.0494 | 158 | 0.0494
[57 empty] | 9.3 | 159 | --------- | 1.43 | 159 | --------- | 0.0493 | 159 | 0.0493
[57 empty] | 9.2 | 160 | --------- | 1.42 | 160 | --------- | 0.0492 | 160 | 0.0492
[57 empty] | 9.1 | 161 | --------- | 1.41 | 161 | --------- | 0.0491 | 161 | 0.0491
[57 empty] | 9 | 162 | --------- | 1.4 | 162 | --------- | 0.049 | 162 | 0.049
[57 empty] | 8.9 | 163 | --------- | 1.39 | 163 | --------- | 0.0489 | 163 | 0.0489
[57 empty] | 8.8 | 164 | --------- | 1.38 | 164 | --------- | 0.0488 | 164 | 0.0488
[57 empty] | 8.7 | 165 | --------- | 1.37 | 165 | --------- | 0.0487 | 165 | 0.0487
[57 empty] | 8.6 | 166 | --------- | 1.36 | 166 | --------- | 0.0486 | 166 | 0.0486
[57 empty] | 8.5 | 167 | --------- | 1.35 | 167 | --------- | 0.0485 | 167 | 0.0485
[57 empty] | 8.4 | 168 | --------- | 1.34 | 168 | --------- | 0.0484 | 168 | 0.0484
[57 empty] | 8.3 | 169 | --------- | 1.33 | 169 | --------- | 0.0483 | 169 | 0.0483
[57 empty] | 8.2 | 170 | --------- | 1.32 | 170 | --------- | 0.0482 | 170 | 0.0482
[57 empty] | 8.1 | 171 | --------- | 1.31 | 171 | --------- | 0.0481 | 171 | 0.0481
[57 empty] | 8 | 172 | --------- | 1.3 | 172 | --------- | 0.048 | 172 | 0.048
[57 empty] | 7.9 | 173 | --------- | 1.29 | 173 | --------- | 0.0479 | 173 | 0.0479
[57 empty] | 7.8 | 174 | --------- | 1.28 | 174 | --------- | 0.0478 | 174 | 0.0478
[57 empty] | 7.7 | 175 | --------- | 1.27 | 175 | --------- | 0.0477 | 175 | 0.0477
[57 empty] | 7.6 | 176 | --------- | 1.26 | 176 | --------- | 0.0476 | 176 | 0.0476
[57 empty] | 7.5 | 177 | --------- | 1.25 | 177 | --------- | 0.0475 | 177 | 0.0475
[57 empty] | 7.4 | 178 | --------- | 1.24 | 178 | --------- | 0.0474 | 178 | 0.0474
[57 empty] | 7.3 | 179 | --------- | 1.23 | 179 | --------- | 0.0473 | 179 | 0.0473
[57 empty] | 7.2 | 180 | --------- | 1.22 | 180 | --------- | 0.0472 | 180 | 0.0472
[57 empty] | 7.1 | 181 | --------- | 1.21 | 181 | --------- | 0.0471 | 181 | 0.0471
[57 empty] | 7 | 182 | --------- | 1.2 | 182 | --------- | 0.047 | 182 | 0.047
[57 empty] | 6.9 | 183 | --------- | 1.19 | 183 | --------- | 0.0469 | 183 | 0.0469
[57 empty] | 6.8 | 184 | --------- | 1.18 | 184 | --------- | 0.0468 | 184 | 0.0468
[57 empty] | 6.7 | 185 | --------- | 1.17 | 185 | --------- | 0.0467 | 185 | 0.0467
[57 empty] | 6.6 | 186 | --------- | 1.16 | 186 | --------- | 0.0466 | 186 | 0.0466
[57 empty] | 6.5 | 187 | --------- | 1.15 | 187 | --------- | 0.0465 | 187 | 0.0465
[57 empty] | 6.4 | 188 | --------- | 1.14 | 188 | --------- | 0.0464 | 188 | 0.0464
[57 empty] | 6.3 | 189 | --------- | 1.13 | 189 | --------- | 0.0463 | 189 | 0.0463
[57 empty] | 6.2 | 190 | --------- | 1.12 | 190 | --------- | 0.0462 | 190 | 0.0462
[57 empty] | 6.1 | 191 | --------- | 1.11 | 191 | --------- | 0.0461 | 191 | 0.0461
[57 empty] | 6 | 192 | --------- | 1.1 | 192 | --------- | 0.046 | 192 | 0.046
[57 empty] | 5.9 | 193 | --------- | 1.09 | 193 | --------- | 0.0459 | 193 | 0.0459
[57 empty] | 5.8 | 194 | --------- | 1.08 | 194 | --------- | 0.0458 | 194 | 0.0458
[57 empty] | 5.7 | 195 | --------- | 1.07 | 195 | --------- | 0.0457 | 195 | 0.0457
[57 empty] | 5.6 | 196 | --------- | 1.06 | 196 | --------- | 0.0456 | 196 | 0.0456
[57 empty] | 5.5 | 197 | --------- | 1.05 | 197 | --------- | 0.0455 | 197 | 0.0455
[57 empty] | 5.4 | 198 | --------- | 1.04 | 198 | --------- | 0.0454 | 198 | 0.0454
[57 empty] | 5.3 | 199 | --------- | 1.03 | 199 | --------- | 0.0453 | 199 | 0.0453
[57 empty] | 5.2 | 200 | --------- | 1.02 | 200 | --------- | 0.0452 | 200 | 0.0452
[57 empty] | 5.1 | 201 | --------- | 1.01 | 201 | --------- | 0.0451 | 201 | 0.0451
[57 empty] | 5 | 202 | --------- | 1 | 202 | --------- | 0.045 | 202 | 0.045
[57 empty] | 4.9 | 203 | --------- | 0.99 | 203 | --------- | 0.0449 | 203 | 0.0449
[57 empty] | 4.8 | 204 | --------- | 0.98 | 204 | --------- | 0.0448 | 204 | 0.0448
[57 empty] | 4.7 | 205 | --------- | 0.97 | 205 | --------- | 0.0447 | 205 | 0.0447
[57 empty] | 4.6 | 206 | --------- | 0.96 | 206 | --------- | 0.0446 | 206 | 0.0446
[57 empty] | 4.5 | 207 | --------- | 0.95 | 207 | --------- | 0.0445 | 207 | 0.0445
[57 empty] | 4.4 | 208 | --------- | 0.94 | 208 | --------- | 0.0444 | 208 | 0.0444
[57 empty] | 4.3 | 209 | --------- | 0.93 | 209 | --------- | 0.0443 | 209 | 0.0443
[57 empty] | 4.2 | 210 | --------- | 0.92 | 210 | --------- | 0.0442 | 210 | 0.0442
[57 empty] | 4.1 | 211 | --------- | 0.91 | 211 | --------- | 0.0441 | 211 | 0.0441
[57 empty] | 4 | 212 | --------- | 0.9 | 212 | --------- | 0.044 | 212 | 0.044
[57 empty] | 3.9 | 213 | --------- | 0.89 | 213 | --------- | 0.0439 | 213 | 0.0439
[57 empty] | 3.8 | 214 | --------- | 0.88 | 214 | --------- | 0.0438 | 214 | 0.0438
[57 empty] | 3.7 | 215 | --------- | 0.87 | 215 | --------- | 0.0437 | 215 | 0.0437
[57 empty] | 3.6 | 216 | --------- | 0.86 | 216 | --------- | 0.0436 | 216 | 0.0436
[57 empty] | 3.5 | 217 | --------- | 0.85 | 217 | --------- | 0.0435 | 217 | 0.0435
[57 empty] | 3.4 | 218 | --------- | 0.84 | 218 | --------- | 0.0434 | 218 | 0.0434
[57 empty] | 3.3 | 219 | --------- | 0.83 | 219 | --------- | 0.0433 | 219 | 0.0433
[57 empty] | 3.2 | 220 | --------- | 0.82 | 220 | --------- | 0.0432 | 220 | 0.0432
[57 empty] | 3.1 | 221 | --------- | 0.81 | 221 | --------- | 0.0431 | 221 | 0.0431
[57 empty] | 3 | 222 | --------- | 0.8 | 222 | --------- | 0.043 | 222 | 0.043
[57 empty] | 2.9 | 223 | --------- | 0.79 | 223 | --------- | 0.0429 | 223 | 0.0429
[57 empty] | 2.8 | 224 | --------- | 0.78 | 224 | --------- | 0.0428 | 224 | 0.0428
[57 empty] | 2.7 | 225 | --------- | 0.77 | 225 | --------- | 0.0427 | 225 | 0.0427
[57 empty] | 2.6 | 226 | --------- | 0.76 | 226 | --------- | 0.0426 | 226 | 0.0426
[57 empty] | 2.5 | 227 | --------- | 0.75 | 227 | --------- | 0.0425 | 227 | 0.0425
[57 empty] | 2.4 | 228 | --------- | 0.74 | 228 | --------- | 0.0424 | 228 | 0.0424
[57 empty] | 2.3 | 229 | --------- | 0.73 | 229 | --------- | 0.0423 | 229 | 0.0423
[57 empty] | 2.2 | 230 | --------- | 0.72 | 230 | --------- | 0.0422 | 230 | 0.0422
[57 empty] | 2.1 | 231 | --------- | 0.71 | 231 | --------- | 0.0421 | 231 | 0.0421
[57 empty] | 2 | 232 | --------- | 0.7 | 232 | --------- | 0.042 | 232 | 0.042
[57 empty] | 1.9 | 233 | --------- | 0.69 | 233 | --------- | 0.0419 | 233 | 0.0419
[57 empty] | 1.8 | 234 | --------- | 0.68 | 234 | --------- | 0.0418 | 234 | 0.0418
[57 empty] | 1.7 | 235 | --------- | 0.67 | 235 | --------- | 0.0417 | 235 | 0.0417
[57 empty] | 1.6 | 236 | --------- | 0.66 | 236 | --------- | 0.0416 | 236 | 0.0416
[57 empty] | 1.5 | 237 | --------- | 0.65 | 237 | --------- | 0.0415 | 237 | 0.0415
[57 empty] | 1.4 | 238 | --------- | 0.64 | 238 | --------- | 0.0414 | 238 | 0.0414
[57 empty] | 1.3 | 239 | --------- | 0.63 | 239 | --------- | 0.0413 | 239 | 0.0413
[57 empty] | 1.2 | 240 | --------- | 0.62 | 240 | --------- | 0.0412 | 240 | 0.0412
[57 empty] | 1.1 | 241 | --------- | 0.61 | 241 | --------- | 0.0411 | 241 | 0.0411
[57 empty] | 1 | 242 | --------- | 0.6 | 242 | --------- | 0.041 | 242 | 0.041
[60 empty] | 0.59 | 243 | --------- | 0.0409 | 243 | 0.0409
[60 empty] | 0.58 | 244 | --------- | 0.0408 | 244 | 0.0408
[60 empty] | 0.57 | 245 | --------- | 0.0407 | 245 | 0.0407
[60 empty] | 0.56 | 246 | --------- | 0.0406 | 246 | 0.0406
[60 empty] | 0.55 | 247 | --------- | 0.0405 | 247 | 0.0405
[60 empty] | 0.54 | 248 | --------- | 0.0404 | 248 | 0.0404
[60 empty] | 0.53 | 249 | --------- | 0.0403 | 249 | 0.0403
[60 empty] | 0.52 | 250 | --------- | 0.0402 | 250 | 0.0402
[60 empty] | 0.51 | 251 | --------- | 0.0401 | 251 | 0.0401
[60 empty] | 0.5 | 252 | --------- | 0.04 | 252 | 0.04
[60 empty] | 0.49 | 253 | --------- | 0.0399 | 253 | 0.0399
[60 empty] | 0.48 | 254 | --------- | 0.0398 | 254 | 0.0398
[60 empty] | 0.47 | 255 | --------- | 0.0397 | 255 | 0.0397
[60 empty] | 0.46 | 256 | --------- | 0.0396 | 256 | 0.0396
[60 empty] | 0.45 | 257 | --------- | 0.0395 | 257 | 0.0395
[60 empty] | 0.44 | 258 | --------- | 0.0394 | 258 | 0.0394
[60 empty] | 0.43 | 259 | --------- | 0.0393 | 259 | 0.0393
[60 empty] | 0.42 | 260 | --------- | 0.0392 | 260 | 0.0392
[60 empty] | 0.41 | 261 | --------- | 0.0391 | 261 | 0.0391
[60 empty] | 0.4 | 262 | --------- | 0.039 | 262 | 0.039
[60 empty] | 0.39 | 263 | --------- | 0.0389 | 263 | 0.0389
[60 empty] | 0.38 | 264 | --------- | 0.0388 | 264 | 0.0388
[60 empty] | 0.37 | 265 | --------- | 0.0387 | 265 | 0.0387
[60 empty] | 0.36 | 266 | --------- | 0.0386 | 266 | 0.0386
[60 empty] | 0.35 | 267 | --------- | 0.0385 | 267 | 0.0385
[60 empty] | 0.34 | 268 | --------- | 0.0384 | 268 | 0.0384
[60 empty] | 0.33 | 269 | --------- | 0.0383 | 269 | 0.0383
[60 empty] | 0.32 | 270 | --------- | 0.0382 | 270 | 0.0382
[60 empty] | 0.31 | 271 | --------- | 0.0381 | 271 | 0.0381
[60 empty] | 0.3 | 272 | --------- | 0.038 | 272 | 0.038
[60 empty] | 0.29 | 273 | --------- | 0.0379 | 273 | 0.0379
[60 empty] | 0.28 | 274 | --------- | 0.0378 | 274 | 0.0378
[60 empty] | 0.27 | 275 | --------- | 0.0377 | 275 | 0.0377
[60 empty] | 0.26 | 276 | --------- | 0.0376 | 276 | 0.0376
[60 empty] | 0.25 | 277 | --------- | 0.0375 | 277 | 0.0375
[60 empty] | 0.24 | 278 | --------- | 0.0374 | 278 | 0.0374
[60 empty] | 0.23 | 279 | --------- | 0.0373 | 279 | 0.0373
[60 empty] | 0.22 | 280 | --------- | 0.0372 | 280 | 0.0372
[60 empty] | 0.21 | 281 | --------- | 0.0371 | 281 | 0.0371
[60 empty] | 0.2 | 282 | --------- | 0.037 | 282 | 0.037
[60 empty] | 0.19 | 283 | --------- | 0.0369 | 283 | 0.0369
[60 empty] | 0.18 | 284 | --------- | 0.0368 | 284 | 0.0368
[60 empty] | 0.17 | 285 | --------- | 0.0367 | 285 | 0.0367
[60 empty] | 0.16 | 286 | --------- | 0.0366 | 286 | 0.0366
[60 empty] | 0.15 | 287 | --------- | 0.0365 | 287 | 0.0365
[60 empty] | 0.14 | 288 | --------- | 0.0364 | 288 | 0.0364
[60 empty] | 0.13 | 289 | --------- | 0.0363 | 289 | 0.0363
[60 empty] | 0.12 | 290 | --------- | 0.0362 | 290 | 0.0362
[60 empty] | 0.11 | 291 | --------- | 0.0361 | 291 | 0.0361
[60 empty] | 0.1 | 292 | --------- | 0.036 | 292 | 0.036
[60 empty] | 0.09 | 293 | --------- | 0.0359 | 293 | 0.0359
[60 empty] | 0.08 | 294 | --------- | 0.0358 | 294 | 0.0358
[60 empty] | 0.07 | 295 | --------- | 0.0357 | 295 | 0.0357
[60 empty] | 0.06 | 296 | --------- | 0.0356 | 296 | 0.0356
[60 empty] | 0.05 | 297 | --------- | 0.0355 | 297 | 0.0355
[60 empty] | 0.04 | 298 | --------- | 0.0354 | 298 | 0.0354
[60 empty] | 0.03 | 299 | --------- | 0.0353 | 299 | 0.0353
[60 empty] | 0.02 | 300 | --------- | 0.0352 | 300 | 0.0352
[60 empty] | 0.01 | 301 | --------- | 0.0351 | 301 | 0.0351
[63 empty] | 0.035 | 302 | 0.035
[63 empty] | 0.0349 | 303 | 0.0349
[63 empty] | 0.0348 | 304 | 0.0348
[63 empty] | 0.0347 | 305 | 0.0347
[63 empty] | 0.0346 | 306 | 0.0346
[63 empty] | 0.0345 | 307 | 0.0345
[63 empty] | 0.0344 | 308 | 0.0344
[63 empty] | 0.0343 | 309 | 0.0343
[63 empty] | 0.0342 | 310 | 0.0342
[63 empty] | 0.0341 | 311 | 0.0341
[63 empty] | 0.034 | 312 | 0.034
[63 empty] | 0.0339 | 313 | 0.0339
[63 empty] | 0.0338 | 314 | 0.0338
[63 empty] | 0.0337 | 315 | 0.0337
[63 empty] | 0.0336 | 316 | 0.0336
[63 empty] | 0.0335 | 317 | 0.0335
[63 empty] | 0.0334 | 318 | 0.0334
[63 empty] | 0.0333 | 319 | 0.0333
[63 empty] | 0.0332 | 320 | 0.0332
[63 empty] | 0.0331 | 321 | 0.0331
[63 empty] | 0.033 | 322 | 0.033
[63 empty] | 0.0329 | 323 | 0.0329
[63 empty] | 0.0328 | 324 | 0.0328
[63 empty] | 0.0327 | 325 | 0.0327
[63 empty] | 0.0326 | 326 | 0.0326
[63 empty] | 0.0325 | 327 | 0.0325
[63 empty] | 0.0324 | 328 | 0.0324
[63 empty] | 0.0323 | 329 | 0.0323
[63 empty] | 0.0322 | 330 | 0.0322
[63 empty] | 0.0321 | 331 | 0.0321
[63 empty] | 0.032 | 332 | 0.032
[63 empty] | 0.0319 | 333 | 0.0319
[63 empty] | 0.0318 | 334 | 0.0318
[63 empty] | 0.0317 | 335 | 0.0317
[63 empty] | 0.0316 | 336 | 0.0316
[63 empty] | 0.0315 | 337 | 0.0315
[63 empty] | 0.0314 | 338 | 0.0314
[63 empty] | 0.0313 | 339 | 0.0313
[63 empty] | 0.0312 | 340 | 0.0312
[63 empty] | 0.0311 | 341 | 0.0311
[63 empty] | 0.031 | 342 | 0.031
[63 empty] | 0.0309 | 343 | 0.0309
[63 empty] | 0.0308 | 344 | 0.0308
[63 empty] | 0.0307 | 345 | 0.0307
[63 empty] | 0.0306 | 346 | 0.0306
[63 empty] | 0.0305 | 347 | 0.0305
[63 empty] | 0.0304 | 348 | 0.0304
[63 empty] | 0.0303 | 349 | 0.0303
[63 empty] | 0.0302 | 350 | 0.0302
[63 empty] | 0.0301 | 351 | 0.0301
[63 empty] | 0.03 | 352 | 0.03
[63 empty] | 0.0299 | 353 | 0.0299
[63 empty] | 0.0298 | 354 | 0.0298
[63 empty] | 0.0297 | 355 | 0.0297
[63 empty] | 0.0296 | 356 | 0.0296
[63 empty] | 0.0295 | 357 | 0.0295
[63 empty] | 0.0294 | 358 | 0.0294
[63 empty] | 0.0293 | 359 | 0.0293
[63 empty] | 0.0292 | 360 | 0.0292
[63 empty] | 0.0291 | 361 | 0.0291
[63 empty] | 0.029 | 362 | 0.029
[63 empty] | 0.0289 | 363 | 0.0289
[63 empty] | 0.0288 | 364 | 0.0288
[63 empty] | 0.0287 | 365 | 0.0287
[63 empty] | 0.0286 | 366 | 0.0286
[63 empty] | 0.0285 | 367 | 0.0285
[63 empty] | 0.0284 | 368 | 0.0284
[63 empty] | 0.0283 | 369 | 0.0283
[63 empty] | 0.0282 | 370 | 0.0282
[63 empty] | 0.0281 | 371 | 0.0281
[63 empty] | 0.028 | 372 | 0.028
[63 empty] | 0.0279 | 373 | 0.0279
[63 empty] | 0.0278 | 374 | 0.0278
[63 empty] | 0.0277 | 375 | 0.0277
[63 empty] | 0.0276 | 376 | 0.0276
[63 empty] | 0.0275 | 377 | 0.0275
[63 empty] | 0.0274 | 378 | 0.0274
[63 empty] | 0.0273 | 379 | 0.0273
[63 empty] | 0.0272 | 380 | 0.0272
[63 empty] | 0.0271 | 381 | 0.0271
[63 empty] | 0.027 | 382 | 0.027
[63 empty] | 0.0269 | 383 | 0.0269
[63 empty] | 0.0268 | 384 | 0.0268
[63 empty] | 0.0267 | 385 | 0.0267
[63 empty] | 0.0266 | 386 | 0.0266
[63 empty] | 0.0265 | 387 | 0.0265
[63 empty] | 0.0264 | 388 | 0.0264
[63 empty] | 0.0263 | 389 | 0.0263
[63 empty] | 0.0262 | 390 | 0.0262
[63 empty] | 0.0261 | 391 | 0.0261
[63 empty] | 0.026 | 392 | 0.026
[63 empty] | 0.0259 | 393 | 0.0259
[63 empty] | 0.0258 | 394 | 0.0258
[63 empty] | 0.0257 | 395 | 0.0257
[63 empty] | 0.0256 | 396 | 0.0256
[63 empty] | 0.0255 | 397 | 0.0255
[63 empty] | 0.0254 | 398 | 0.0254
[63 empty] | 0.0253 | 399 | 0.0253
[63 empty] | 0.0252 | 400 | 0.0252
[63 empty] | 0.0251 | 401 | 0.0251
[63 empty] | 0.025 | 402 | 0.025
[63 empty] | 0.0249 | 403 | 0.0249
[63 empty] | 0.0248 | 404 | 0.0248
[63 empty] | 0.0247 | 405 | 0.0247
[63 empty] | 0.0246 | 406 | 0.0246
[63 empty] | 0.0245 | 407 | 0.0245
[63 empty] | 0.0244 | 408 | 0.0244
[63 empty] | 0.0243 | 409 | 0.0243
[63 empty] | 0.0242 | 410 | 0.0242
[63 empty] | 0.0241 | 411 | 0.0241
[63 empty] | 0.024 | 412 | 0.024
[63 empty] | 0.0239 | 413 | 0.0239
[63 empty] | 0.0238 | 414 | 0.0238
[63 empty] | 0.0237 | 415 | 0.0237
[63 empty] | 0.0236 | 416 | 0.0236
[63 empty] | 0.0235 | 417 | 0.0235
[63 empty] | 0.0234 | 418 | 0.0234
[63 empty] | 0.0233 | 419 | 0.0233
[63 empty] | 0.0232 | 420 | 0.0232
[63 empty] | 0.0231 | 421 | 0.0231
[63 empty] | 0.023 | 422 | 0.023
[63 empty] | 0.0229 | 423 | 0.0229
[63 empty] | 0.0228 | 424 | 0.0228
[63 empty] | 0.0227 | 425 | 0.0227
[63 empty] | 0.0226 | 426 | 0.0226
[63 empty] | 0.0225 | 427 | 0.0225
[63 empty] | 0.0224 | 428 | 0.0224
[63 empty] | 0.0223 | 429 | 0.0223
[63 empty] | 0.0222 | 430 | 0.0222
[63 empty] | 0.0221 | 431 | 0.0221
[63 empty] | 0.022 | 432 | 0.022
[63 empty] | 0.0219 | 433 | 0.0219
[63 empty] | 0.0218 | 434 | 0.0218
[63 empty] | 0.0217 | 435 | 0.0217
[63 empty] | 0.0216 | 436 | 0.0216
[63 empty] | 0.0215 | 437 | 0.0215
[63 empty] | 0.0214 | 438 | 0.0214
[63 empty] | 0.0213 | 439 | 0.0213
[63 empty] | 0.0212 | 440 | 0.0212
[63 empty] | 0.0211 | 441 | 0.0211
[63 empty] | 0.021 | 442 | 0.021
[63 empty] | 0.0209 | 443 | 0.0209
[63 empty] | 0.0208 | 444 | 0.0208
[63 empty] | 0.0207 | 445 | 0.0207
[63 empty] | 0.0206 | 446 | 0.0206
[63 empty] | 0.0205 | 447 | 0.0205
[63 empty] | 0.0204 | 448 | 0.0204
[63 empty] | 0.0203 | 449 | 0.0203
[63 empty] | 0.0202 | 450 | 0.0202
[63 empty] | 0.0201 | 451 | 0.0201
[63 empty] | 0.02 | 452 | 0.02
Note on CG4: PC version: Can be copied and pasted (select then triple click) into conductivity drop-down box below Web version: Can be copied and pasted into conductivity entry box Mac version: Can't use copy and paste
Note on CE5: PC version: Can be copied and pasted (select then triple click) into R-value drop-down box below Web version: Can be copied and pasted into R-value entry box Mac version: Can't use copy and paste
Note on CE8: 1 Concrete or clay tiles 2 Metal tiles / profiled metal 3 Low slope metal 4 Membrane
Note on CK9: 1 900 1200 2 900 900 3 600 600 4 400 400
Note on CE10: 1 290 mm 2 240 mm 3 190 mm 4 140 mm
Note on CE12: 1 Battens 2 Dwangs
Note on CK13: 2.0 - 9.8 steps 0.1
Note on BZ14: 2.0 - 9.8 steps 0.1
Note on CE14: 0.0200 - 0.0650 steps 0.0001
Note on CE16: 0 none 1 no frame 2 frame
Note on CF17: 0.01 - 3.00 steps 0.01
Note on CF18: 1 - 95 steps 1 mm
Note on CF19: 1.0 - 25.0 steps 0.1 %
Note on CD22: 0 none 1 7 mm plywood 2 13 mm plywood 3 10 mm plasterboard 4 13 mm plasterboard

## Walls
9 |  | 36 | 94 |  | 0000000000000000000000000000000000000000000000000011001011001000000001000010100010010011000010 |  |  | AAAAAAAAMsgEKJMI | AAAAAAAAMsgEKJMI | AAAAAAAAMsgEKJMI |  |  |  | 000000000000000000000000000000000000000000000000001100101100100000000100001010001001001100001000 | 000000000000000000000000000000000000000000000000001100101100100000000100001010001001001100001000 |  | 36 |  | 30 | 30 | [16 empty] | W_BBWB_C_90T | 1 | 1 | 0 |  | 2 |  |  |  |  | 4 |  |  |  |  | 1 |  |  | 1 |  |  |  | 1 |  |  |  | 1 |  |  | 1 |  |  | 0 |  |  | 1 |  |  | 0 |  |  |  | 0 |  |  |  | 1 |  |  |  | 11 |  |  | 12 |  |  | 0 |  |  | 0 |  |  | 0 |  |  | 0 |  |  | 0 |  |  | 0 |  |  | 40 |  | FALSE |  | #VALUE! |  | Thermal resistance of timber & steel frame walls (m2K/W) | [7 empty] | AAAAAAAAMsgEKJMI |  |  |  | frame fraction estimate |  | fbK9Li8S |  | www.branz.co.nz/terms-conditions/ | [6 empty] | v2_7 | PC |  | 2025-11-27 16:49 |  | FALSE | FALSE | FALSE | FALSE |  | 2 |  |  | 1 |  |  | 17 |  |  | 101 |  |  | 61 |  |  | 4 |  |  | 7 |  |  | 251 |  |  | 11
8.9 | A | 0 | 9 | 000000000 | 0000000000000000000000000000000000000000000000000011001011001000000001000010100010010011000010 | 000000 | 0 | A | 9 | AAAAAAAAMsgEKJMI | A | TRUE | 0 | 000000 | 000000000000000000000000000000000000000000000000001100101100100000000100001010001001001100001000 | 000000000 | 0 | Cntrl13 |  |  |  | aa | ab | ac | ba | bb | bc | ca | cb | cc | [6 empty] | P_blank3 | 3 |  |  |  | 4 |  |  |  |  | 3 |  |  |  |  | 3 |  |  | 3 |  |  |  | 4 |  |  |  | 2 |  |  | 2 |  |  | 3 |  |  | 3 |  |  | 3 |  |  |  | 3 |  |  |  | 3 |  |  |  | 4 |  |  | 6 |  |  | 7 |  |  | 8 |  |  | 9 |  |  | 7 |  |  | 8 |  |  | 9 |  |  | 6 |  |  |  | Cladding |  |  |  | Exterior Insulation |  |  |  | Exterior Bracing / RAB |  |  |  | Primary frame |  |  |  |  | Interior Bracing / RAB |  |  |  | Interior Insulation |  |  |  | Interior lining | [9 empty] | 3 |  |  | 2 |  |  | 5 |  |  | 8 |  |  | 7 |  |  | 3 |  |  | 4 |  |  | 9 |  |  | 6
8.8 | B | 0 | 8 | 00000000 | 0000000000000000000000000000000000000000000011001011001000000001000010100010010011000010 | 000000 | 0 | A | 8 | AAAAAAAMsgEKJMI | A | TRUE | 0 | 000000 | 000000000000000000000000000000000000000001100101100100000000100001010001001001100001000 | 00000000 | 0 | Cntrl14 |  |  |  | 3.473e-05 | 0.00010814 | -0.00016909 | -0.0011061 | -0.022296 | 0.022102 | -0.063034 | 1.1536 | 0.32027 | [6 empty] | P_blank3 | 3 |  |  |  | 9 |  |  |  |  | 6 |  |  |  |  | 8 |  |  | 6 |  |  |  | 10 |  |  |  | 4 |  |  | 4 |  |  | 5 |  |  | 7 |  |  | 5 |  |  |  | 5 |  |  |  | 7 |  |  |  | 12 |  |  | 34 |  |  | 96 |  |  | 242 |  |  | 301 |  |  | 96 |  |  | 242 |  |  | 301 |  |  | 47 |  |  | Exterior | 1 | BevelBack WB |  |  | 0 | none |  |  | 0 | none |  |  | 7 | Timber 90 mm |  |  |  | 0 | none |  |  | 0 | none |  |  | 3 | 10 mm plasterboard |  |  | Interior | spacing | 600 |  |  |  | 5 |  |  | 4 |  |  | 18 |  |  | 178 |  |  | 97 |  |  | 8 |  |  | 12 |  |  | 492 |  |  | 52
8.7 | C | 0 | 7 | 0000000 | 0000000000000000000000000000000000000011001011001000000001000010100010010011000010 | 000000 | 0 | A | 7 | AAAAAAMsgEKJMI | A | TRUE | 0 | 000000 | 0000000000000000000000000000000001100101100100000000100001010001001001100001000 | 0000000 | 0 | Cntrl15 |  |  |  | aa: d1 = a1.Ri^2 + b1.Ri + c1; ba: d2 = a2.Ri^2 + b2.Ri + c2; ca: d3 = a3.Ri^2 + b3.Ri + c3 | [6 empty] | P_blank3 | 3 | [106 empty] | length | 10 | 9.91
8.6 | D | 0 | 9 | 000000000 | 0000000000000000000000000000000011001011001000000001000010100010010011000010 | 000000 | 0 | A | 9 | AAAAAMsgEKJMI | A | TRUE | 0 | 000000 | 000000000000000000000000001100101100100000000100001010001001001100001000 | 000000000 | 0 | Cntrl12 |  |  |  | aa: Rs; ab: = d1.FP^2 + d2.FP + d3 | [84 empty] | cavity? | [5 empty] | 0 | 0 | [6 empty] | Insul. R-value range | 1 | no insul. | [6 empty] | 0 | 0 | [5 empty] | height | 2.4 | 2.31
8.5 | E | 0 | 8 | 00000000 | 0000000000000000000000000011001011001000000001000010100010010011000010 | 000000 | 0 | A | 8 | AAAAMsgEKJMI | A | TRUE | 0 | 000000 | 000000000000000001100101100100000000100001010001001001100001000 | 00000000 | 0 | Cntrl16 |  |  |  | ab: = (a1.Ri^2 + b1.Ri + c1).FR^2 + (a2.Ri^2 + b2.Ri + c2).Ri + (a3.Ri^2 + b3.Ri + c3) | [84 empty] | 1 | no cavity |  |  |  |  | 0 | 0 | [7 empty] | 0 | 0 | [6 empty] | 0 | 0 | [5 empty] | total | 24 | 22.8921
8.4 | F | 0 | 7 | 0000000 | 0000000000000000000011001011001000000001000010100010010011000010 | 000000 | 0 | A | 7 | AAAMsgEKJMI | A | TRUE | 0 | 000000 | 0000000001100101100100000000100001010001001001100001000 | 0000000 | 0 | Cntrl17 | [85 empty] | FALSE | FALSE | FALSE | FALSE | FALSE | FALSE | FALSE |  | FALSE | [8 empty] | 0 | 0 | [15 empty] | 0 | 0
8.3 | G | 12 | 6 | 001100 | 0000000000000011001011001000000001000010100010010011000010 | 000000 | 0 | A | 6 | AAMsgEKJMI | A | TRUE | 0 | 000000 | 001100101100100000000100001010001001001100001000 | 001100 | 12 | Cntrl8 |  |  | both insulated RAB & direct fixed ESIL | aa: 0 | [73 empty] | FALSE | FALSE |  | FALSE |  | FALSE |  |  | FALSE | [8 empty] | 0 | 0 | [11 empty] | ` |  |  |  | 0 | 0 | [5 empty] | total studs | 22 | 2.2869 | 9.529%
8.2 | H | 11 | 4 | 1011 | 0000000011001011001000000001000010100010010011000010 | 000000 | 0 | A | 4 | AMsgEKJMI | A | TRUE | 0 | 000000 | 101100100000000100001010001001001100001000 | 1011 | 11 | Cntrl10 |  |  | steel frame | aa: 0 | [74 empty] | FALSE |  | FALSE |  | FALSE |  |  | FALSE
8.1 | I | 1 | 3 | 001 | 0011001011001000000001000010100010010011000010 | 001100 | 12 | M | 3 | MsgEKJMI | M | TRUE | 12 | 001100 | 00100000000100001010001001001100001000 | 001 | 1 | Cntrl18 |  |  | timber frame | [83 empty] | FALSE |  |  |  | FALSE |  |  | FALSE | [32 empty] | middle studs | 16 | 1.6632 | 6.93% | bar: aa
8 | J | 0 | 3 | 000 | 1011001000000001000010100010010011000010 | 101100 | 44 | s | 3 | sgEKJMI | s | FALSE | 44 | 101100 | 00000000100001010001001001100001000 | 000 | 0 | Cntrl21 |  |  | cladding on cavity | aa: 0 | [87 empty] | Target wall thermal resistance m2K/W |  |  |  |  | 2 | 2 | [20 empty] | end studs | 2 | 0.2079 | 0.8662%
7.9 | K | 0 | 3 | 000 | 1000000001000010100010010011000010 | 100000 | 32 | g | 3 | gEKJMI | g | FALSE | 32 | 100000 | 00000100001010001001001100001000 | 000 | 0 | Cntrl20 |  |  | EIL on cavity | aa: 0 | [114 empty] | extra studs | 4 | 0.4158 | 1.732%
7.8 | L | 1 | 3 | 001 | 0001000010100010010011000010 | 000100 | 4 | E | 3 | EKJMI | E | TRUE | 4 | 000100 | 00100001010001001001100001000 | 001 | 1 | Cntrl6 |  |  | internal RAB | aa: 0 | [85 empty] | frame | [11 empty] | frame | #VALUE! | [5 empty] | Insulation thermal resistance m2.K/W | [6 empty] | Wall thermal resistance m2.K/W |  |  | plates | 2 | 0.9 | 3.75%
7.7 | M | 0 | 3 | 000 | 0010100010010011000010 | 001010 | 10 | K | 3 | KJMI | K | TRUE | 10 | 001010 | 00001010001001001100001000 | 000 | 0 | Cntrl4 |  |  | external RAB | aa: 0 | [85 empty] | fraction | 0.18 | 0.18 | 0.18 | 0.18 | 0.18 | 0.18 | 0.18 | 0.18 | 0.18 | 0.18 | 0.18 | fraction | [9 empty] | 2.4 | 0.2 | [5 empty] | dwangs | 3 | 1.2164 | 5.068%
7.6 | N | 1 | 2 | 01 | 0010010011000010 | 001001 | 9 | J | 2 | JMI | J | TRUE | 9 | 001001 | 01010001001001100001000 | 01 | 1 | Cntrl9 |  |  | insul. RAB | aa: 0 | [42 empty] | FALSE | [10 empty] | FALSE | [31 empty] | (%) | [11 empty] | (%)
7.5 | O | 1 | 2 | 01 | 0011000010 | 001100 | 12 | M | 2 | MI | M | TRUE | 12 | 001100 | 010001001001100001000 | 01 | 1 | Cntrl19 |  |  | EIL | aa: 0 | [42 empty] | FALSE | timber | FALSE | FALSE | [7 empty] | FALSE | timber | FALSE | FALSE | [28 empty] | 56 | 1.0711 | 1.0711 | 1.0711 | 1.0711 | 1.0711 | 1.0711 | 1.0711 | 1.0711 | 1.0711 | 1.0711 | 1.0711 | 56 | [16 empty] | total |  | 4.4032 | 18.35%
7.4 | P | 1 | 4 | 0001 | 0010 | 001000 | 8 | I | 4 | I | I | TRUE | 8 | 001000 | 0001001001100001000 | 0001 | 1 | Cntrl2 |  |  | EIL inline | aa: 0 | [21 empty] | steel | FALSE | [16 empty] | FALSE |  |  | FALSE | steel | FALSE | FALSE | [7 empty] | FALSE | steel | FALSE | FALSE | [28 empty] | 54 | 1.0677 | 1.0677 | 1.0677 | 1.0677 | 1.0677 | 1.0677 | 1.0677 | 1.0677 | 1.0677 | 1.0677 | 1.0677 | 54 | [6 empty] | Frame fraction % |  |  | 30 | 34 |  |  | 0.97795
7.3 | Q | 1 | 3 | 001 |  |  |  |  | 3 | [5 empty] | 001001100001000 | 001 | 1 | Cntrl5 |  |  | IIL | aa: 0 |  |  | 0.21046 |  | 0.002 | [37 empty] | FALSE | [10 empty] | FALSE | [31 empty] | 52 | 1.0631 | 1.0631 | 1.0631 | 1.0631 | 1.0631 | 1.0631 | 1.0631 | 1.0631 | 1.0631 | 1.0631 | 1.0631 | 52 | [16 empty] | studs & dwangs |  | 14.4%
7.2 | R | 1 | 3 | 001 |  |  |  |  | 3 | [5 empty] | 001100001000 | 001 | 1 | Cntrl3 |  |  | IIL inline | aa: 0 |  |  | 0.19451 |  | 0.002 | [37 empty] | FALSE | [10 empty] | FALSE | [31 empty] | 50 | 1.0573 | 1.0573 | 1.0573 | 1.0573 | 1.0573 | 1.0573 | 1.0573 | 1.0573 | 1.0573 | 1.0573 | 1.0573 | 50 | [6 empty] | source |  | 1 | from plans | [31 empty] | 10
7.1 | S | 4 | 3 | 100 |  |  |  |  | 3 | [5 empty] | 100001000 | 100 | 4 | Cntrl7 |  |  | no cavity | [11 empty] | 0.18834 |  | 0.002 | [8 empty] | ISIL | TRUE | [70 empty] | 48 | 1.0503 | 1.0503 | 1.0503 | 1.0503 | 1.0503 | 1.0503 | 1.0503 | 1.0503 | 1.0503 | 1.0503 | 1.0503 | 48 | [16 empty] | w&d area % |  |  | 25% | bar: aa
7 | T | 2 | 4 | 0010 |  |  |  |  | 4 | [5 empty] | 001000 | 0010 | 2 | Cntrl1 |  |  | steel & (insul. RAB or EIL direct fixed) | aa: 0; cc: 0.12376 | 0.19651 | [6 empty] | 0.18 | 0 |  |  |  | N/A | Timber | TRUE | [6 empty] | wall type |  |  | RAB |  |  |  | RAB_2 |  |  |  | cavity construction |  |  | FALSE |  |  | steel BMT |  |  | IIL |  |  | IIL steel BMT |  |  |  | EIL steel BMT |  |  |  | EIL | none | [8 empty] | IIL depth |  |  | IIL frame % |  |  | IIL insul. R |  |  | EIL depth |  |  | EIL frame % |  |  | EIL insul. R | [7 empty] | 46 | 1.0421 | 1.0421 | 1.0421 | 1.0421 | 1.0421 | 1.0421 | 1.0421 | 1.0421 | 1.0421 | 1.0421 | 1.0421 | 46 | [6 empty] | includes |  | 2 | all framing | [6 empty] | w&d area |  | 6 |  | source |  |  | includes |  |  | wall height |  |  | wall length |  |  | stud spacing |  |  | number rows of dwangs |  |  | number of extra sutds |  |  | window & door area |  |  | number doors & windows
6.9 | U | [29 empty] | Extras | Cladding | EIL | RAB_2 | RAB | IIL | Lining | scale start | scale step |  |  | 1 | Cladding | 0.15 | 0.18834 |  | 7 | lining |  |  |  | 3 |  |  | 5 |  |  |  | 2 |  |  |  | 19 |  |  | 9 | Insul. R-value range |  | 4 |  |  | 6 |  |  | 20 |  |  |  | 21 |  |  |  | 18 |  |  |  | 10 |  |  | 8 | 41 |  | 17 | 0 |  | 16 | 0 |  | 12 | 0.001 |  | 15 | 0 |  | 14 | 0 |  | 13 | 0.001 | 10 | 11 | 2 |  |  |  | 44 | 1.0327 | 1.0327 | 1.0327 | 1.0327 | 1.0327 | 1.0327 | 1.0327 | 1.0327 | 1.0327 | 1.0327 | 1.0327 | 44 | [16 empty] | net wall area |  | 18 |  |  | 22 |  |  | 23 |  |  | 24 |  |  | 25 |  |  | 26 |  |  | 27 |  |  | 28 |  |  | 29 |  |  | 30
6.8 | V | [18 empty] | 1 | wall type | a1 | b1 | c1 | a2 | b2 | c2 | a3 | b3 | c3 | 0 | 0.15 | 0.001 | 0.001 | 0.001 | 0.001 | 0 |  |  |  | 3 | 3 | BevelBack WB |  |  | 5 | 5 | 10 mm plasterboard |  |  | 8 | 2 | Timber 90 mm | 2 | 2 | none |  | 2 | 2 | none | 0.001 | 3 | 2 | no cavity | 3 | 2 | no insul. | 2 | 1 | 0 | 2 | 2 | none | 2 | 1 | 0 |  | 2 | 1 | 0 |  | 2 | 2 | none |  | 2 | 12 | 0.2 | 17 | 13 | 34 | 96 | 1 | 0 | 242 | 1 | 0 | 301 | 1 | 0 | 96 | 1 | 0 | 242 | 1 | 0 | 301 | 1 | 0 | 41 | 41 | 2.0 |  |  |  | 42 | 1.0221 | 1.0221 | 1.0221 | 1.0221 | 1.0221 | 1.0221 | 1.0221 | 1.0221 | 1.0221 | 1.0221 | 1.0221 | 42 | [16 empty] | less studs&dwangs |  | 0.86371 |  | 2 | 3 | from plans | 3 | 2 | all framing | 18 | 18 | 2.4 | 102 | 102 | 10 | 62 | 62 | 600 | 6 | 5 | 3 | 8 | 8 | 4 | 202 | 252 | 25 | 12 | 12 | 4
6.7 | W | [29 empty] | 0 | 0 | 0 |  | 0.002 | [6 empty] | 1 |  |  |  |  | 1 |  |  |  |  | 1 |  |  | 1 |  |  |  | 1 |  |  |  | 1 |  |  | 1 |  |  | 1 |  |  | 1 |  |  | 1 |  |  |  | 1 |  |  |  | 1 |  |  |  | 1 |  |  | 1 |  |  | 1 |  |  | 1 |  |  | 1 |  |  | 1 |  |  | 1 |  |  | 1 |  | 6 | 1 | 6.0 |  |  |  | 40 | 1.0104 | 1.0104 | 1.0104 | 1.0104 | 1.0104 | 1.0104 | 1.0104 | 1.0104 | 1.0104 | 1.0104 | 1.0104 | 40 | [16 empty] | total |  | 3.5395 | 19.66% |  | 1 |  |  | 1 |  |  | 1 |  |  | 1 |  |  | 1 |  |  | 1 |  |  | 1 |  |  | 1 |  |  | 1 |  | #VALUE!
6.6 | X | [18 empty] | 1 | Timber framed 90 mm | 3.473e-05 | 0.00010814 | -0.00016909 | -0.0011061 | -0.022296 | 0.022102 | -0.063034 | 1.1536 | 0.12376 |  | 0.15 | 0.001 | 0.001 |  |  |  | 1.8 | 0.1 |  |  | 2 | none | 0.001 | 0.001 |  | 2 | none | -0.045 | 0 |  | 2 | Timber 90 mm |  | 2 | none | 0.001 |  | 2 | none | 0.001 |  | 2 | no cavity |  | 2 | no insul. |  | 2 | ------- |  | 2 | none |  | 2 | --------- | 0.55 mm |  | 2 | --------- | 0.55 mm |  | 2 | none |  |  | 2 | 0.2 |  | 2 | 56 | 95 | 2 | --------- | 25 | 2 | --------- | 3 | 2 | --------- | 95 | 2 | --------- | 25 | 2 | --------- | 3 | 2 | --------- | 5.9 | 2 | 5.9 |  |  |  | 38 | 0.99745 | 0.99745 | 0.99745 | 0.99745 | 0.99745 | 0.99745 | 0.99745 | 0.99745 | 0.99745 | 0.99745 | 0.99745 | 38 | [6 empty] | wall height (internal) (m) |  |  | 2.4 | 2.4 |  | number of studs |  | 22 | [6 empty] | 2 | frame manufacturer |  | 2 | all framing |  | 2 | 4 |  | 2 | 20 |  | 2 | 1200 |  | 2 | 6 |  | 2 | 10 |  | 2 | 50 |  | 2 | 5
6.5 | Y | [18 empty] | 2 | Timber framed 140 mm | 2.0404e-05 | 0.00012914 | -0.00029515 | -0.00053436 | -0.023774 | 0.036393 | -0.043585 | 1.1605 | 0.082854 |  | 0.152 | [5 empty] | 3.4 | 0.1 |  |  | 3 | BevelBack WB | 0.15 |  |  | 3 | 7 mm plywood | 0.005 | 0.05 |  | 3 | Timber 140 mm |  | 3 | 7mm plywood | 0.05 |  | 3 | 7mm plywood | 0.05 |  | 3 | only cladding on cavity |  | 3 | 1.8 - 2.8 |  | 3 | ------- |  | 3 | un-framed insulation |  | 3 | --------- | 0.75 mm |  | 3 | --------- | 0.75 mm |  | 3 | un-framed insulation |  |  | 3 | 0.2 |  | 3 | 54 | 94 | 3 | --------- | 24.9 | 3 | --------- | 2.99 | 3 | --------- | 94 | 3 | --------- | 24.9 | 3 | --------- | 2.99 | 3 | --------- | 5.8 | 3 | 5.8 |  |  |  | 36 | 0.98332 | 0.98332 | 0.98332 | 0.98332 | 0.98332 | 0.98332 | 0.98332 | 0.98332 | 0.98332 | 0.98332 | 0.98332 | 36 | [6 empty] | avrg. wall length (int.) (m) |  |  | 10 | 10 | [5 empty] | w&d framing |  | 1.9343 | 10.75% |  | 3 | from plans |  | 3 | all studs-nogs-plates |  | 3 | 3.9 |  | 3 | 19.9 |  | 3 | 1190 |  | 3 | 5 |  | 3 | 9 |  | 3 | 49.9 |  | 3 | 4.9
6.4 | Z | [18 empty] | 3 | Steel framed 90 mm + R-0.25 TB | #VALUE! | #VALUE! | #VALUE! | #VALUE! | #VALUE! | #VALUE! | #VALUE! | #VALUE! | #VALUE! | 0.19451 | 0.19451 | [5 empty] | 1.8 | 0.1 |  |  | 4 | Rusticated WB | 0.16 |  |  | 4 | 13 mm plywood | 0.055 | 0.1 |  | 4 | Steel 90 mm with thermal break |  | 4 | 13mm plywood | 0.1 |  | 4 | 13mm plywood | 0.1 |  | 4 | cladding & EIL on cavity |  | 4 | 1.8 - 2.8 |  | 4 | ------- |  | 4 | timber frame offset |  | 4 | --------- | 0.95 mm |  | 4 | --------- | 0.95 mm |  | 4 | timber frame |  |  | 4 | 0.2 |  | 4 | 52 | 93 | 4 | --------- | 24.8 | 4 | --------- | 2.98 | 4 | --------- | 93 | 4 | --------- | 24.8 | 4 | --------- | 2.98 | 4 | --------- | 5.7 | 4 | 5.7 |  |  |  | 34 | 0.968 | 0.968 | 0.968 | 0.968 | 0.968 | 0.968 | 0.968 | 0.968 | 0.968 | 0.968 | 0.968 | 34 | [6 empty] | nominal stud spacing (mm) |  |  | 600 | 600 |  | stud fraction |  | 9.529% | [6 empty] | 4 | nominal stud spacing |  | 4 | nogs & plates but excl. some studs |  | 4 | 3.8 |  | 4 | 19.8 |  | 4 | 1180 |  | 4 | 4 |  | 4 | 8 |  | 4 | 49.8 |  | 4 | 4.8
6.3 | a | [18 empty] | 4 | Steel framed 140 mm + R-0.25 TB | #VALUE! | #VALUE! | #VALUE! | #VALUE! | #VALUE! | #VALUE! | #VALUE! | #VALUE! | #VALUE! | 0.002 |  |  |  | 0.002 |  |  | 3.4 | 0.1 |  |  | 5 | FibreCement WB | 0.1 |  |  | 5 | 10 mm plasterboard | 0 | 0.045 |  | 5 | Steel 150 mm with thermal break |  | 5 | 10 mm plasterboard | 0.045 |  | 5 | 6mm fibre-cement | 0.03 | [7 empty] | 5 | ------- |  | 5 | steel frame offset |  | 5 | --------- | 1.15 mm |  | 5 | --------- | 1.15 mm |  | 5 | steel frame |  |  | 5 | 0.2 |  | 5 | 50 | 92 | 5 | --------- | 24.7 | 5 | --------- | 2.97 | 5 | --------- | 92 | 5 | --------- | 24.7 | 5 | --------- | 2.97 | 5 | --------- | 5.6 | 5 | 5.6 |  |  |  | 33 | 0.9599 | 0.9599 | 0.9599 | 0.9599 | 0.9599 | 0.9599 | 0.9599 | 0.9599 | 0.9599 | 0.9599 | 0.9599 | 33 | [6 empty] | number of dwang rows |  |  | 2 | 3 |  | dwang fraction |  | 5.068% |  | total |  |  | 30.41% |  | 5 | other |  |  |  |  | 5 | 3.7 |  | 5 | 19.7 |  | 5 | 1170 |  | 5 | 3 |  | 5 | 7 |  | 5 | 49.7 |  | 5 | 4.7
6.2 | b | [18 empty] | 5 | Timber framed 190 mm | 1.8394e-05 | 9.7685e-05 | -0.0003189 | -0.00060184 | -0.0217 | 0.043888 | -0.032384 | 1.157 | 0.02225 | [7 empty] | 4.9 | 0.1 |  |  | 6 | FibreCement Sheet | 0.02 |  |  | 6 | 13 mm plasterboard | 0.014 | 0.059 |  | 6 | Timber 190 mm |  | 6 | 13 mm plasterboard | 0.059 |  | 6 | 7.5mm fibre-cement | 0.035 |  |  |  | 1.8 | 0 | [5 empty] | 6 | timber frame inline | [9 empty] | 6 | timber frame inline |  |  | 6 | 0.2 |  | 6 | 48 | 91 | 6 | --------- | 24.6 | 6 | --------- | 2.96 | 6 | --------- | 91 | 6 | --------- | 24.6 | 6 | --------- | 2.96 | 6 | --------- | 5.5 | 6 | 5.5 |  |  |  | 32 | 0.9515 | 0.9515 | 0.9515 | 0.9515 | 0.9515 | 0.9515 | 0.9515 | 0.9515 | 0.9515 | 0.9515 | 0.9515 | 32 | [6 empty] | avrg. number of extra studs |  |  | 4 | 4 |  | t&b plate fraction |  | 3.75% | [12 empty] | 6 | 3.6 |  | 6 | 19.6 |  | 6 | 1160 |  | 6 | 2 |  | 6 | 6 |  | 6 | 49.6 |  | 6 | 4.6
6.1 | c | [18 empty] | 6 | Timber framed 140 mm staggered 90 studs | 2.7523e-06 | 0.00012328 | -0.00021754 | 0.00015021 | -0.021148 | 0.029007 | -0.036096 | 1.1025 | 0.15588 | [7 empty] | 3.4 | 0.1 |  |  | 7 | Profiled Metal | 0.02 | [7 empty] | 7 | Timber 140 staggered 90 | [5 empty] | 7 | 9mm fibre-cement | 0.04 |  |  |  |  | 2 | [5 empty] | 7 | steel frame inline | [9 empty] | 7 | steel frame inline |  |  | 7 | 0.2 |  | 7 | 46 | 90 | 7 | --------- | 24.5 | 7 | --------- | 2.95 | 7 | --------- | 90 | 7 | --------- | 24.5 | 7 | --------- | 2.95 | 7 | --------- | 5.4 | 7 | 5.4 |  |  |  | 31 | 0.9428 | 0.9428 | 0.9428 | 0.9428 | 0.9428 | 0.9428 | 0.9428 | 0.9428 | 0.9428 | 0.9428 | 0.9428 | 31 | 0 |  |  | 0 | [9 empty] | Total frame fraction | 18.35% | [12 empty] | 7 | 3.5 |  | 7 | 19.5 |  | 7 | 1150 |  | 7 | 1 |  | 7 | 5 |  | 7 | 49.5 |  | 7 | 4.5
6 | d | [18 empty] | 7 | Timber framed 180 mm staggered 90 studs | -3.2564e-07 | 0.00019105 | -0.00037892 | 0.00043722 | -0.030642 | 0.046154 | -0.038791 | 1.3831 | 0.1795 | [7 empty] | 4.6 | 0.1 |  |  | 8 | Masonry Veneer | 0.044 | [7 empty] | 8 | Timber 180 staggered 90 | [5 empty] | 8 | 10mm HD plasterboard | 0.04 | [25 empty] | 8 | 0.2 |  | 8 | 44 | 89 | 8 | --------- | 24.4 | 8 | --------- | 2.94 | 8 | --------- | 89 | 8 | --------- | 24.4 | 8 | --------- | 2.94 | 8 | --------- | 5.3 | 8 | 5.3 |  |  |  | 30 | 0.93381 | 0.93381 | 0.93381 | 0.93381 | 0.93381 | 0.93381 | 0.93381 | 0.93381 | 0.93381 | 0.93381 | 0.93381 | 30 | [6 empty] | area % of rough openings for windows & doors | [20 empty] | 8 | 3.4 |  | 8 | 19.4 |  | 8 | 1140 |  | 8 | 0 |  | 8 | 4 |  | 8 | 49.4 |  | 8 | 4.4
5.9 | e | 455 | 47 |  | 01111101101100101011110100101110001011110001001 |  |  | fbK9Li8S | fbK9Li8S | fbK9Li8S |  |  |  | 011111011011001010111101001011100010111100010010 | 011111011011001010111101001011100010111100010010 |  | 455 | [24 empty] | 9 | Plaster | 0.03 | [14 empty] | 9 | 13mm HD plasterboard | 0.052 | [10 empty] | none | [14 empty] | 9 | 0.2 |  | 9 | 42 | 88 | 9 | --------- | 24.3 | 9 | --------- | 2.93 | 9 | --------- | 88 | 9 | --------- | 24.3 | 9 | --------- | 2.93 | 9 | --------- | 5.2 | 9 | 5.2 |  |  |  | 29 | 0.92452 | 0.92452 | 0.92452 | 0.92452 | 0.92452 | 0.92452 | 0.92452 | 0.92452 | 0.92452 | 0.92452 | 0.92452 | 29 | [9 empty] | 30 | 25 | wind. & door area (m2) |  |  | 6 | [12 empty] | 9 | 3.3 |  | 9 | 19.3 |  | 9 | 1130 |  |  |  |  | 9 | 3 |  | 9 | 49.3 |  | 9 | 4.3
5.8 | f | 251 | 9 | 011111011 | 01111101101100101011110100101110001011110001001 | 011111 | 31 | f | 9 | fbK9Li8S | f | FALSE | 31 | 011111 | 011111011011001010111101001011100010111100010010 | 011111011 | 251 | Cntrl29 |  |  |  | ac: 1; ba: Wall, I-joist, plywood ACL, secondary insulation layer |  |  |  | 1 | W_BBWB_C_90T | [23 empty] | 10 | R-0.38 insulated RAB | 0.38 | [11 empty] | 3 | [13 empty] | 10 | 0.2 |  | 10 | 40 | 87 | 10 | --------- | 24.2 | 10 | --------- | 2.92 | 10 | --------- | 87 | 10 | --------- | 24.2 | 10 | --------- | 2.92 | 10 | --------- | 5.1 | 10 | 5.1 |  |  |  | 28 | 0.91493 | 0.91493 | 0.91493 | 0.91493 | 0.91493 | 0.91493 | 0.91493 | 0.91493 | 0.91493 | 0.91493 | 0.91493 | 28 | [27 empty] | 10 | 3.2 |  | 10 | 19.2 |  | 10 | 1120 |  |  |  |  | 10 | 2 |  | 10 | 49.2 |  | 10 | 4.2
5.7 | g | 101 | 8 | 01100101 | 01101100101011110100101110001011110001001 | 011011 | 27 | b | 8 | bK9Li8S | b | FALSE | 27 | 011011 | 011001010111101001011100010111100010010 | 01100101 | 101 | Cntrl25 |  |  |  | ac: 2; ba: Wall, timber frame, cavity, secondary insulation layer |  |  |  | 1 | W_BBWB_C_90T | [51 empty] | 11 | 0.2 |  | 11 | 38 | 86 | 11 | --------- | 24.1 | 11 | --------- | 2.91 | 11 | --------- | 86 | 11 | --------- | 24.1 | 11 | --------- | 2.91 | 11 | --------- | 5 | 11 | 5.0 |  |  |  | 27 | 0.90504 | 0.90504 | 0.90504 | 0.90504 | 0.90504 | 0.90504 | 0.90504 | 0.90504 | 0.90504 | 0.90504 | 0.90504 | 27 | [6 empty] | avrg. # of doors & windows in each wall section | [20 empty] | 11 | 3.1 |  | 11 | 19.1 |  | 11 | 1110 |  |  |  |  | 11 | 1 |  | 11 | 49.1 |  | 11 | 4.1
5.6 | h | 61 | 7 | 0111101 | 00101011110100101110001011110001001 | 001010 | 10 | K | 7 | K9Li8S | K | TRUE | 10 | 001010 | 0111101001011100010111100010010 | 0111101 | 61 | Cntrl26 |  |  |  | ac: 3; ba: Wall, timber frame, plywood ACL, timber battens, secondary insulation layer |  |  |  | 2 | W_BBWB_D90T | [51 empty] | 12 | 0.2 |  | 12 | 36 | 85 | 12 | --------- | 24 | 12 | --------- | 2.9 | 12 | --------- | 85 | 12 | --------- | 24 | 12 | --------- | 2.9 | 12 | --------- | 4.9 | 12 | 4.9 |  |  |  | 26 | 0.89486 | 0.89486 | 0.89486 | 0.89486 | 0.89486 | 0.89486 | 0.89486 | 0.89486 | 0.89486 | 0.89486 | 0.89486 | 26 | [9 empty] | 4 | 4 | Total frame fraction adjusted to net wall area |  |  | 19.66% | [12 empty] | 12 | 3 |  | 12 | 19 |  | 12 | 1100 |  |  |  |  | 12 | 0 |  | 12 | 49 |  | 12 | 4
5.5 | i | 11 | 6 | 001011 | 11110100101110001011110001001 | 111101 | 61 | 9 | 6 | 9Li8S | 9 | TRUE | 61 | 111101 | 001011100010111100010010 | 001011 | 11 | Cntrl30 | [15 empty] | 3 | W_RWB_C_90T | [54 empty] | 13 | 34 | 84 | 13 | --------- | 23.9 | 13 | --------- | 2.89 | 13 | --------- | 84 | 13 | --------- | 23.9 | 13 | --------- | 2.89 | 13 | --------- | 4.8 | 13 | 4.8 |  |  |  | 25 | 0.88438 | 0.88438 | 0.88438 | 0.88438 | 0.88438 | 0.88438 | 0.88438 | 0.88438 | 0.88438 | 0.88438 | 0.88438 | 25 | [27 empty] | 13 | 2.9 |  | 13 | 18.9 |  | 13 | 1090 | [7 empty] | 13 | 48.9 |  | 13 | 3.9
5.4 | j | 17 | 5 | 10001 | 00101110001011110001001 | 001011 | 11 | L | 5 | Li8S | L | TRUE | 11 | 001011 | 100010111100010010 | 10001 | 17 | Cntrl24 |  |  |  | ac: 1; ba: Wall, horizontal pro led metal, cavity, 90 mm steel-framed |  |  |  | 4 | W_RWB_D90T | [54 empty] | 14 | 33 | 83 | 14 | --------- | 23.8 | 14 | --------- | 2.88 | 14 | --------- | 83 | 14 | --------- | 23.8 | 14 | --------- | 2.88 | 14 | --------- | 4.7 | 14 | 4.7 |  |  |  | 24 | 0.87361 | 0.87361 | 0.87361 | 0.87361 | 0.87361 | 0.87361 | 0.87361 | 0.87361 | 0.87361 | 0.87361 | 0.87361 | 24 | [6 empty] | gross internal wall area (m2) | [20 empty] | 14 | 2.8 |  | 14 | 18.8 |  | 14 | 1080 | [7 empty] | 14 | 48.8 |  | 14 | 3.8
5.3 | k | 7 | 4 | 0111 | 10001011110001001 | 100010 | 34 | i | 4 | i8S | i | FALSE | 34 | 100010 | 0111100010010 | 0111 | 7 | Cntrl28 |  |  |  | ac: 2; ba: Wall, vertical pro led metal, direct- xed, 90 mm steel-framed |  |  |  | 5 | W_FSWB_C_90T | [54 empty] | 15 | 32 | 82 | 15 | --------- | 23.7 | 15 | --------- | 2.87 | 15 | --------- | 82 | 15 | --------- | 23.7 | 15 | --------- | 2.87 | 15 | --------- | 4.6 | 15 | 4.6 |  |  |  | 23 | 0.86253 | 0.86253 | 0.86253 | 0.86253 | 0.86253 | 0.86253 | 0.86253 | 0.86253 | 0.86253 | 0.86253 | 0.86253 | 23 | [9 empty] | 24 | [17 empty] | 15 | 2.7 |  | 15 | 18.7 |  | 15 | 1070 | [7 empty] | 15 | 48.7 |  | 15 | 3.7
5.2 | l | 4 | 3 | 100 | 11110001001 | 111100 | 60 | 8 | 3 | 8S | 8 | TRUE | 60 | 111100 | 100010010 | 100 | 4 | Cntrl27 |  |  |  | ac: 3; ba: Wall, FCWB, 7.5 mm, direct- xed, 90 mm steel-framed |  |  |  | 6 | W_FSWB_D90T | [54 empty] | 16 | 31 | 81 | 16 | --------- | 23.6 | 16 | --------- | 2.86 | 16 | --------- | 81 | 16 | --------- | 23.6 | 16 | --------- | 2.86 | 16 | --------- | 4.5 | 16 | 4.5 |  |  |  | 22 | 0.85116 | 0.85116 | 0.85116 | 0.85116 | 0.85116 | 0.85116 | 0.85116 | 0.85116 | 0.85116 | 0.85116 | 0.85116 | 22 | 0 | [26 empty] | 16 | 2.6 |  | 16 | 18.6 |  | 16 | 1060 | [7 empty] | 16 | 48.6 |  | 16 | 3.6
5.1 | m | 2 | 3 | 010 | 01001 | 010010 | 18 | S | 3 | S | S | TRUE | 18 | 010010 | 010010 | 010 | 2 | Cntrl22 |  |  |  | ac: 4; ba: Wall, steel-framed, 40-60 mm EIFS, cavity, 90 mm frame |  |  |  | 7 | W_FSS_C_90T | [39 empty] | 0 |  | 0 | [12 empty] | 17 | 30 | 80 | 17 | --------- | 23.5 | 17 | --------- | 2.85 | 17 | --------- | 80 | 17 | --------- | 23.5 | 17 | --------- | 2.85 | 17 | --------- | 4.4 | 17 | 4.4 |  |  |  | 21 | 0.83949 | 0.83949 | 0.83949 | 0.83949 | 0.83949 | 0.83949 | 0.83949 | 0.83949 | 0.83949 | 0.83949 | 0.83949 | 21 | [6 empty] | net wall area (m2) |  |  | 18 |  | window & door frame fraction | [15 empty] | 17 | 2.5 |  | 17 | 18.5 |  | 17 | 1050 | [7 empty] | 17 | 48.5 |  | 17 | 3.5
5 | n | 1 | 2 | 01 |  |  |  |  | 2 | [5 empty] | 010 | 01 | 1 | Cntrl23 |  |  |  | ac: 5; ba: Wall, sheet cladding, plywood RAB, cavity, thermal break strips |  |  |  | 8 | W_FSS_D90T | [36 empty] | timber R | 0 | 0 | 0 | 0.001 | 0 | 0.001 | [11 empty] | 18 | 29 | 79 | 18 | --------- | 23.4 | 18 | --------- | 2.84 | 18 | --------- | 79 | 18 | --------- | 23.4 | 18 | --------- | 2.84 | 18 | --------- | 4.3 | 18 | 4.3 |  |  |  | 20 | 0.82753 | 0.82753 | 0.82753 | 0.82753 | 0.82753 | 0.82753 | 0.82753 | 0.82753 | 0.82753 | 0.82753 | 0.82753 | 20 | [14 empty] | 10.75% | [12 empty] | 18 | 2.4 |  | 18 | 18.4 |  | 18 | 1040 | [7 empty] | 18 | 48.4 |  | 18 | 3.4
4.9 | o | [20 empty] | ac: 6; ba: Wall, BBWB, steel-framed, cavity, 90 mm frame |  |  |  | 9 | W_PM_C_90T | [36 empty] | insul R | 0.001 | 100 | 1000 |  | 1000 | [12 empty] | 19 | 28 | 78 | 19 | --------- | 23.3 | 19 | --------- | 2.83 | 19 | --------- | 78 | 19 | --------- | 23.3 | 19 | --------- | 2.83 | 19 | --------- | 4.2 | 19 | 4.2 |  |  |  | 19 | 0.81527 | 0.81527 | 0.81527 | 0.81527 | 0.81527 | 0.81527 | 0.81527 | 0.81527 | 0.81527 | 0.81527 | 0.81527 | 19 | [6 empty] | The inclusion of the average wall length allows for the studs at the end of each wall section or panel (but not any extra studs or blocking that supports those end studs). The extra stud and blocking that occurs at an internal wall junction can be included as extra studs. | [23 empty] | 19 | 18.3 |  | 19 | 1030 | [7 empty] | 19 | 48.3 |  | 19 | 3.3
4.8 | p | [19 empty] | internal secondary insulation | ac: 7; ba: Wall, BBWB, steel-framed, cavity, 140 mm frame |  |  |  | 10 | W_PM_D90T | [43 empty] | 0.001 | [10 empty] | 20 | 27 | 77 | 20 | --------- | 23.2 | 20 | --------- | 2.82 | 20 | --------- | 77 | 20 | --------- | 23.2 | 20 | --------- | 2.82 | 20 | --------- | 4.1 | 20 | 4.1 |  |  |  | 18 | 0.80271 | 0.80271 | 0.80271 | 0.80271 | 0.80271 | 0.80271 | 0.80271 | 0.80271 | 0.80271 | 0.80271 | 0.80271 | 18 | [30 empty] | 20 | 18.2 |  | 20 | 1020 | [7 empty] | 20 | 48.2 |  | 20 | 3.2
4.7 | q | [17 empty] | 1 | 1 | --------- | ac: 8; ba: Wall, BBWB, steel-framed, direct- xed, 140 mm frame |  |  |  | 11 | W_BV_90T | [39 empty] | 0 |  | 0.25 | [12 empty] | 21 | 26 | 76 | 21 | --------- | 23.1 | 21 | --------- | 2.81 | 21 | --------- | 76 | 21 | --------- | 23.1 | 21 | --------- | 2.81 | 21 | --------- | 4 | 21 | 4.0 |  |  |  | 17 | 0.78986 | 0.78986 | 0.78986 | 0.78986 | 0.78986 | 0.78986 | 0.78986 | 0.78986 | 0.78986 | 0.78986 | 0.78986 | 17 | [30 empty] | 21 | 18.1 |  | 21 | 1010 | [7 empty] | 21 | 48.1 |  | 21 | 3.1
4.6 | r | [18 empty] | 1 | --------- | ac: 9; ba: Wall, BBWB, steel-framed, direct- xed, 90 mm frame |  |  |  | 12 | W_EPS_90T | [36 empty] | steel R | 0 | 0 | 0 | 0.001 | 0 | 0.001 | [11 empty] | 22 | 25 | 75 | 22 | --------- | 23 | 22 | --------- | 2.8 | 22 | --------- | 75 | 22 | --------- | 23 | 22 | --------- | 2.8 | 22 | --------- | 3.9 | 22 | 3.9 |  |  |  | 16 | 0.7767 | 0.7767 | 0.7767 | 0.7767 | 0.7767 | 0.7767 | 0.7767 | 0.7767 | 0.7767 | 0.7767 | 0.7767 | 16 | [11 empty] | Total including framing assoc. with windows & doors |  |  | 30.41% | [15 empty] | 22 | 18 |  | 22 | 1000 | [7 empty] | 22 | 48 |  | 22 | 3
4.5 | s | [18 empty] | 2 | --------- | ac: 10; ba: Wall, RWB, steel-framed, direct- xed, 90 mm frame |  |  |  | 13 | W_BBWB_C_140T | [36 empty] | insul R | 0.001 | 100 | 1000 |  | 3.9841 | [12 empty] | 23 | 24 | 74 | 23 | --------- | 22.9 | 23 | --------- | 2.79 | 23 | --------- | 74 | 23 | --------- | 22.9 | 23 | --------- | 2.79 | 23 | --------- | 3.8 | 23 | 3.8 |  |  |  | 15 | 0.76325 | 0.76325 | 0.76325 | 0.76325 | 0.76325 | 0.76325 | 0.76325 | 0.76325 | 0.76325 | 0.76325 | 0.76325 | 15 | [30 empty] | 23 | 17.9 |  | 23 | 990 | [7 empty] | 23 | 47.9 |  | 23 | 2.9
4.4 | t | [20 empty] | ac: 11; ba: Wall, rusticated weatherboard, steel frame 140mm, direct x |  |  |  | 14 | W_BBWB_D140T | [54 empty] | 24 | 23 | 73 | 24 | --------- | 22.8 | 24 | --------- | 2.78 | 24 | --------- | 73 | 24 | --------- | 22.8 | 24 | --------- | 2.78 | 24 | --------- | 3.7 | 24 | 3.7 |  |  |  | 14 | 0.74951 | 0.74951 | 0.74951 | 0.74951 | 0.74951 | 0.74951 | 0.74951 | 0.74951 | 0.74951 | 0.74951 | 0.74951 | 14 | [30 empty] | 24 | 17.8 |  | 24 | 980 | [7 empty] | 24 | 47.8 |  | 24 | 2.8
4.3 | u | [20 empty] | ac: 12; ba: Wall, RWB, steel-framed, cavity, 90 mm frame |  |  |  | 15 | W_RWB_C_140T | [54 empty] | 25 | 22 | 72 | 25 | --------- | 22.7 | 25 | --------- | 2.77 | 25 | --------- | 72 | 25 | --------- | 22.7 | 25 | --------- | 2.77 | 25 | --------- | 3.6 | 25 | 3.6 |  |  |  |  | 0.18 | 0.18 | 0.18 | 0.18 | 0.18 | 0.18 | 0.18 | 0.18 | 0.18 | 0.18 | 0.18 | [31 empty] | 25 | 17.7 |  | 25 | 970 | [7 empty] | 25 | 47.7 |  | 25 | 2.7
4.2 | v | [20 empty] | ac: 13; ba: Wall, rusticated weatherboard, steel frame 140mm, cavity |  |  |  | 16 | W_RWB_D140T | [54 empty] | 26 | 21 | 71 | 26 | --------- | 22.6 | 26 | --------- | 2.76 | 26 | --------- | 71 | 26 | --------- | 22.6 | 26 | --------- | 2.76 | 26 | --------- | 3.5 | 26 | 3.5 | [46 empty] | 26 | 17.6 |  | 26 | 960 | [7 empty] | 26 | 47.6 |  | 26 | 2.6
4.1 | w | [20 empty] | ac: 14; ba: Wall, sheet cladding, steel-framed, cavity, 90-140 mm frame |  |  |  | 17 | W_FSWB_C_140T | [54 empty] | 27 | 20 | 70 | 27 | --------- | 22.5 | 27 | --------- | 2.75 | 27 | --------- | 70 | 27 | --------- | 22.5 | 27 | --------- | 2.75 | 27 | --------- | 3.4 | 27 | 3.4 | [46 empty] | 27 | 17.5 |  | 27 | 950 | [7 empty] | 27 | 47.5 |  | 27 | 2.5
4 | x | [19 empty] | External secondary insulation | ac: 15; ba: Wall, sheet cladding, steel-framed, direct- xed, 90 mm frame |  |  |  | 18 | W_FSWB_D140T | [54 empty] | 28 | 19 | 69 | 28 | --------- | 22.4 | 28 | --------- | 2.74 | 28 | --------- | 69 | 28 | --------- | 22.4 | 28 | --------- | 2.74 | 28 | --------- | 3.3 | 28 | 3.3 | [46 empty] | 28 | 17.4 |  | 28 | 940 | [7 empty] | 28 | 47.4 |  | 28 | 2.4
3.9 | y | [18 empty] | 1 | None | ac: 16; ba: Wall, sheet cladding, steel-framed, direct- xed, 140 mm frame |  |  |  | 19 | W_FSS_C_140T | [54 empty] | 29 | 18 | 68 | 29 | --------- | 22.3 | 29 | --------- | 2.73 | 29 | --------- | 68 | 29 | --------- | 22.3 | 29 | --------- | 2.73 | 29 | --------- | 3.2 | 29 | 3.2 | [46 empty] | 29 | 17.3 |  | 29 | 930 | [7 empty] | 29 | 47.3 |  | 29 | 2.3
3.8 | z | [18 empty] | 1 | None | aa: 0.001; ac: 17; ba: Wall, MV, steel-framed, cavity, 90-140 mm frame |  |  |  | 20 | W_FSS_D140T | [54 empty] | 30 | 17 | 67 | 30 | --------- | 22.2 | 30 | --------- | 2.72 | 30 | --------- | 67 | 30 | --------- | 22.2 | 30 | --------- | 2.72 | 30 | --------- | 3.1 | 30 | 3.1 | [46 empty] | 30 | 17.2 |  | 30 | 920 | [7 empty] | 30 | 47.2 |  | 30 | 2.2
3.7 | 0 | [18 empty] | 2 | plaster faced 80mm grade-S EPS | aa: 1.95; ac: 18; ba: Wall, masonry veneer, steel frame |  |  |  | 21 | W_PM_C_140T | [54 empty] | 31 | 16 | 66 | 31 | --------- | 22.1 | 31 | --------- | 2.71 | 31 | --------- | 66 | 31 | --------- | 22.1 | 31 | --------- | 2.71 | 31 | --------- | 3 | 31 | 3.0 | [46 empty] | 31 | 17.1 |  | 31 | 910 | [7 empty] | 31 | 47.1 |  | 31 | 2.1
3.6 | 1 | [18 empty] | 3 | plaster faced 80mm grade-S EPS on cavity | aa: 0.975 |  |  |  | 22 | W_PM_D140T | [39 empty] | 0 |  | 0 | [12 empty] | 32 | 15 | 65 | 32 | --------- | 22 | 32 | --------- | 2.7 | 32 | --------- | 65 | 32 | --------- | 22 | 32 | --------- | 2.7 | 32 | --------- | 2.9 | 32 | 2.9 |  |  | BBWB - bevelbacked weatherboard |  |  |  | RWB - Rusticated weatherboard | [39 empty] | 32 | 17 |  | 32 | 900 | [7 empty] | 32 | 47 |  | 32 | 2
3.5 | 2 | [18 empty] | 4 | plaster faced 100mm grade-S EPS | aa: 2.44; ac: 1; ba: Wall, horizontal pro led metal, cavity, 90 mm timber-framed |  |  |  | 23 | W_BV_140T | [36 empty] | timber R | 0 | 0 | 0 | 0.001 | 0 | 0.001 | [11 empty] | 33 | 14 | 64 | 33 | --------- | 21.9 | 33 | --------- | 2.69 | 33 | --------- | 64 | 33 | --------- | 21.9 | 33 | --------- | 2.69 | 33 | --------- | 2.8 | 33 | 2.8 |  |  | FCWB - fibrecement weatherboard |  |  |  | FC - fibrecement sheet (or similar sheet cladding) | [39 empty] | 33 | 16.9 |  | 33 | 890 | [7 empty] | 33 | 46.9 |  | 33 | 1.9
3.4 | 3 | [18 empty] | 5 | plaster faced 100mm grade-S EPS on cavity | aa: 1.22; ac: 2; ba: Wall, horizontal pro led metal, cavity, 140 mm timber-framed |  |  |  | 24 | W_EPS_140T | [36 empty] | insul R | 0.001 | 100 | 1000 |  | 1000 | [12 empty] | 34 | 0 | 63 | 34 | --------- | 21.8 | 34 | --------- | 2.68 | 34 | --------- | 63 | 34 | --------- | 21.8 | 34 | --------- | 2.68 | 34 | --------- | 2.7 | 34 | 2.7 |  |  | ESIL - External secondary insulating layer - R-value includes facing/cladding | [43 empty] | 34 | 16.8 |  | 34 | 880 | [7 empty] | 34 | 46.8 |  | 34 | 1.8
3.3 | 4 | [20 empty] | ac: 3; ba: Wall, vertical pro led metal, direct- xed, 90-140 mm timber-framed |  |  |  | 25 | W_BBWB_C_90S | [43 empty] | 0.001 | [12 empty] | 62 | 35 | --------- | 21.7 | 35 | --------- | 2.67 | 35 | --------- | 62 | 35 | --------- | 21.7 | 35 | --------- | 2.67 | 35 | --------- | 2.6 | 35 | 2.6 | [46 empty] | 35 | 16.7 |  | 35 | 870 | [7 empty] | 35 | 46.7 |  | 35 | 1.7
3.2 | 5 | [20 empty] | ac: 4; ba: Wall, FCWB, 7.5 mm, cavity, 90 mm timber-framed |  |  |  | 26 | W_BBWB_D90S | [39 empty] | 0 |  | 0.25 | [11 empty] | 34 | 0 | 34 | 61 | 36 | --------- | 21.6 | 36 | --------- | 2.66 | 36 | --------- | 61 | 36 | --------- | 21.6 | 36 | --------- | 2.66 | 36 | --------- | 2.5 | 36 | 2.5 |  |  | ISIL - Interior secondary insulating layer - R-value is for the layer system so needs to include the effect of any framing | [43 empty] | 36 | 16.6 |  | 36 | 860 | [7 empty] | 36 | 46.6 |  | 36 | 1.6
3.1 | 6 | [20 empty] | ac: 5; ba: Wall, FCWB, 7.5 mm, cavity, 140 mm timber-framed |  |  |  | 27 | W_RWB_C_90S | [36 empty] | steel R | 0 | 0 | 0 | 0.001 | 0 | 0.001 | [10 empty] | 33 | 1 | 33 | 60 | 37 | --------- | 21.5 | 37 | --------- | 2.65 | 37 | --------- | 60 | 37 | --------- | 21.5 | 37 | --------- | 2.65 | 37 | --------- | 2.4 | 37 | 2.4 |  |  | NZS4214 or similar 1-D calculation method can be used to determine the R-value if the layer is bridged by framing | [43 empty] | 37 | 16.5 |  | 37 | 850 | [7 empty] | 37 | 46.5 |  | 37 | 1.5
3 | 7 | [20 empty] | ac: 6; ba: Wall, FCWB, 7.5 mm, direct- xed, 90 mm timber-framed |  |  |  | 28 | W_RWB_D90S | [36 empty] | insul R | 0.001 | 100 | 1000 |  | 3.9841 | [11 empty] | 33 | 2 | 33 | 59 | 38 | --------- | 21.4 | 38 | --------- | 2.64 | 38 | --------- | 59 | 38 | --------- | 21.4 | 38 | --------- | 2.64 | 38 | --------- | 2.3 | 38 | 2.3 | [46 empty] | 38 | 16.4 |  | 38 | 840 | [7 empty] | 38 | 46.4 |  | 38 | 1.4
2.9 | 8 | [20 empty] | ac: 7; ba: Wall, FCWB, 7.5 mm, direct- xed, 140 mm timber-framed |  |  |  | 29 | W_FSWB_C_90S | [53 empty] | 33 | 3 | 33 | 58 | 39 | --------- | 21.3 | 39 | --------- | 2.63 | 39 | --------- | 58 | 39 | --------- | 21.3 | 39 | --------- | 2.63 | 39 | --------- | 2.2 | 39 | 2.2 | [46 empty] | 39 | 16.3 |  | 39 | 830 | [7 empty] | 39 | 46.3 |  | 39 | 1.3
2.8 | 9 | [20 empty] | ac: 8; ba: Wall, BBWB, timber-framed, cavity, 90-140 mm frame |  |  |  | 30 | W_FSWB_D90S |  | 3 | P_blank3 | [50 empty] | 33 | 4 | 33 | 57 | 40 | --------- | 21.2 | 40 | --------- | 2.62 | 40 | --------- | 57 | 40 | --------- | 21.2 | 40 | --------- | 2.62 | 40 | --------- | 2.1 | 40 | 2.1 |  |  | Thermal resistance is for a 2.4 m wall with two rows of dwangs, including top and bottom plates, | [43 empty] | 40 | 16.2 |  | 40 | 820 | [7 empty] | 40 | 46.2 |  | 40 | 1.2
2.7 | + | [20 empty] | ac: 9; ba: Wall, BBWB, timber-framed, direct- xed, 90 mm frame |  |  |  | 31 | W_FSS_C_90S |  | 1 | P_blank | [50 empty] | 33 | 5 | 33 | 56 | 41 | --------- | 21.1 | 41 | --------- | 2.61 | 41 | --------- | 56 | 41 | --------- | 21.1 | 41 | --------- | 2.61 | 41 | --------- | 2 | 41 | 2.0 |  |  | and surface resistances of 0.13 m2K/W interiror and 0.04 m2K/W exterior | [43 empty] | 41 | 16.1 |  | 41 | 810 | [7 empty] | 41 | 46.1 |  | 41 | 1.1
2.6 | / |  |  |  | Timber floors | [16 empty] | ac: 10; ba: Wall, BBWB, timber-framed, direct- xed, 140 mm frame |  |  |  | 32 | W_FSS_D90S |  | 2 | P_blank2 | [50 empty] | 33 | 6 | 33 | 55 | 42 | --------- | 21 | 42 | --------- | 2.6 | 42 | --------- | 55 | 42 | --------- | 21 | 42 | --------- | 2.6 | 42 | --------- | 1.9 | 42 | 1.9 |  |  | Modelled using 3D finite element software | [43 empty] | 42 | 16 |  | 42 | 800 | [7 empty] | 42 | 46 |  | 42 | 1
2.5 | = |  |  |  | reference | AAAAAAAAMsgEKJMI | [15 empty] | ac: 11; ba: Wall, RWB, timber-framed, cavity, 90-140 mm frame |  |  |  | 33 | W_PM_C_90S |  | 3 | P_blank3 | [50 empty] | 33 | 7 | 33 | 54 | 43 | --------- | 20.9 | 43 | --------- | 2.59 | 43 | --------- | 54 | 43 | --------- | 20.9 | 43 | --------- | 2.59 | 43 | --------- | 1.8 | 43 | 1.8 |  |  | For framing above 25%, the wall is modelled with an increasing fraction of double studs | [43 empty] | 43 | 15.9 |  | 43 | 790 | [7 empty] | 43 | 45.9 |  | 43 | 0.9
2.4 |  |  |  |  | Cladding | BevelBack WB | [15 empty] | ac: 12; ba: Wall, RWB, timber-framed, direct- xed, 90-140 mm frame |  |  |  | 34 | W_PM_D90S |  | 4 | P_RP_SIL2 | [50 empty] | 33 | 8 | 33 | 53 | 44 | --------- | 20.8 | 44 | --------- | 2.58 | 44 | --------- | 53 | 44 | --------- | 20.8 | 44 | --------- | 2.58 | 44 | --------- | 1.7 | 44 | 1.7 |  |  | Frame % is by volume for the staggered stud cases (not including facings) | [43 empty] | 44 | 15.8 |  | 44 | 780 | [7 empty] | 44 | 45.8 |  | 44 | 0.8
2.3 |  |  |  |  | cavity? | no cavity | [15 empty] | ac: 13; ba: Wall, timber frame, rusticated weatherboard, plywood RAB, cavity |  |  |  | 35 | W_BV_90S |  | 5 | P_RS_S_SIL | [50 empty] | 33 | 9 | 33 | 52 | 45 | --------- | 20.7 | 45 | --------- | 2.57 | 45 | --------- | 52 | 45 | --------- | 20.7 | 45 | --------- | 2.57 | 45 | --------- | 1.6 | 45 | 1.6 | [46 empty] | 45 | 15.7 |  | 45 | 770 | [7 empty] | 45 | 45.7 |  | 45 | 0.7
2.2 |  |  |  |  | Exterior Insulation | none | [15 empty] | ac: 14; ba: Wall, stucco on bre-cement backing, cavity, 90-140 mm timber-framed |  |  |  | 36 | W_EPS_90S |  | 6 | P_PS_O_a | [50 empty] | 33 | 10 | 33 | 51 | 46 | --------- | 20.6 | 46 | --------- | 2.56 | 46 | --------- | 51 | 46 | --------- | 20.6 | 46 | --------- | 2.56 | 46 | --------- | 1.5 | 46 | 1.5 |  |  | Steel frame cases have the frame faced on the exterior with a sheet (full coverage) thermal break with an R-value of R 0.25 | [43 empty] | 46 | 15.6 |  | 46 | 760 | [7 empty] | 46 | 45.6 |  | 46 | 0.6
2.1 |  |  |  |  | ---------- | 0 | [15 empty] | ac: 15; ba: Wall, stucco on bre-cement backing, cavity, 90-140 mm timber-framed |  |  |  | 37 | W_BBWB_C_140S |  | 7 | P_PS_O_b | [50 empty] | 33 | 11 | 33 | 50 | 47 | --------- | 20.5 | 47 | --------- | 2.55 | 47 | --------- | 50 | 47 | --------- | 20.5 | 47 | --------- | 2.55 | 47 | --------- | 1.4 | 47 | 1.4 |  |  | For steel framing, the % framing is by face area of the flange. | [43 empty] | 47 | 15.5 |  | 47 | 750 | [7 empty] | 47 | 45.5 |  | 47 | 0.5
2 |  |  |  |  | ---------- | 0 | [15 empty] | ac: 16; ba: Wall, sheet cladding, timber-framed, cavity, 90 mm frame |  |  |  | 38 | W_BBWB_D140S |  | 8 | P_PS_O_c | [50 empty] | 33 | 12 | 33 | 49 | 48 | --------- | 20.4 | 48 | --------- | 2.54 | 48 | --------- | 49 | 48 | --------- | 20.4 | 48 | --------- | 2.54 | 48 | --------- | [5 empty] | Steel framing was modelled by determing an equivalent homogenous frame with the same width as flange width and the same depth as stud depth | [43 empty] | 48 | 15.4 |  | 48 | 740 | [7 empty] | 48 | 45.4 |  | 48 | 0.4
1.9 |  |  |  |  | ---------- | 0 | [15 empty] | ac: 17; ba: Wall, sheet cladding, timber-framed, cavity, 140 mm frame |  |  |  | 39 | W_RWB_C_140S |  | 9 | P_PS_O_T | [50 empty] | 33 | 13 | 33 | 48 | 49 | --------- | 20.3 | 49 | --------- | 2.53 | 49 | --------- | 48 | 49 | --------- | 20.3 | 49 | --------- | 2.53 | 49 | --------- | [5 empty] | All steel framing is assumed to have same thickness, including top and bottom plates. | [43 empty] | 49 | 15.3 |  | 49 | 730 | [7 empty] | 49 | 45.3 |  | 49 | 0.3
1.8 |  |  |  |  | ---------- | 0 | [15 empty] | ac: 18; ba: Wall, sheet cladding, timber-framed, direct- xed, 90 mm frame |  |  |  | 40 | W_RWB_D140S |  | 10 | W_staggered | [50 empty] | 33 | 14 | 33 | 47 | 50 | --------- | 20.2 | 50 | --------- | 2.52 | 50 | --------- | 47 | 50 | --------- | 20.2 | 50 | --------- | 2.52 | 50 | --------- | [5 empty] | R0.38 insulated RAB is assumed to be used without a separate R0.25 thermal break layer against steel framing | [43 empty] | 50 | 15.2 |  | 50 | 720 | [7 empty] | 50 | 45.2 |  | 50 | 0.2
1.7 |  |  |  |  | Exterior Bracing / RAB | none | [15 empty] | ac: 19; ba: Wall, sheet cladding, timber-framed, direct- xed, 140 mm frame |  |  |  | 41 | W_FSWB_C_140S |  | 11 | W_ISIL_M | [50 empty] | 32 | 15 | 32 | 46 | 51 | --------- | 20.1 | 51 | --------- | 2.51 | 51 | --------- | 46 | 51 | --------- | 20.1 | 51 | --------- | 2.51 | 51 | --------- | [5 empty] | H1/AS1 5th ed. Schedule method minimum R 2.0 in all climate zones | [43 empty] | 51 | 15.1 |  | 51 | 710 | [7 empty] | 51 | 45.1 |  | 51 | 0.1
1.6 |  |  |  |  | Primary frame | none | [15 empty] | ac: 20; ba: Wall, timber-framed, 40-60 mm EIFS, cavity, 90 mm frame |  |  |  | 42 | W_FSWB_D140S |  | 12 | W_T_RAB | [50 empty] | 31 | 16 | 31 | 45 | 52 | --------- | 20 | 52 | --------- | 2.5 | 52 | --------- | 45 | 52 | --------- | 20 | 52 | --------- | 2.5 | 52 | --------- | [49 empty] | 52 | 15 |  | 52 | 700 | [7 empty] | 52 | 45 |  | 52 | 0
1.5 |  |  |  |  | Insul. R-value range | no insul. | [15 empty] | ac: 21; ba: Wall, MV, timber-framed, cavity, 90-140 mm frame |  |  |  | 43 | W_FSS_C_140S |  | 13 | STF_lined | [50 empty] | 30 | 17 | 30 | 44 | 53 | --------- | 19.9 | 53 | --------- | 2.49 | 53 | --------- | 44 | 53 | --------- | 19.9 | 53 | --------- | 2.49 | 53 | --------- | [49 empty] | 53 | 14.9 |  | 53 | 690 | [7 empty] | 53 | 44.9
[5 empty] | ---------- | 0 | [15 empty] | ac: 22; ba: Wall, BBWB, timber-framed, direct- xed, 140 mm deep wall with 90 mm staggered studs |  |  |  | 44 | W_FSS_D140S |  | 14 | W_ISIL_PW | [50 empty] | 29 | 18 | 29 | 43 | 54 | --------- | 19.8 | 54 | --------- | 2.48 | 54 | --------- | 43 | 54 | --------- | 19.8 | 54 | --------- | 2.48 | 54 | --------- | [49 empty] | 54 | 14.8 |  | 54 | 680 | [7 empty] | 54 | 44.8
[5 empty] | Interior Bracing / RAB | none | [15 empty] | ac: 23; ba: Wall, BBWB, timber-framed, direct- xed, 180 mm deep wall with 90 mm staggered studs |  |  |  | 45 | W_PM_C_140S |  | 15 | W_S_RAB | [50 empty] | 28 | 19 | 28 | 42 | 55 | --------- | 19.7 | 55 | --------- | 2.47 | 55 | --------- | 42 | 55 | --------- | 19.7 | 55 | --------- | 2.47 | 55 | --------- | [49 empty] | 55 | 14.7 |  | 55 | 670 | [7 empty] | 55 | 44.7
[5 empty] | Interior Insulation | none | [27 empty] | 46 | W_PM_D140S | [53 empty] | 27 | 20 | 27 | 41 | 56 | --------- | 19.6 | 56 | --------- | 2.46 | 56 | --------- | 41 | 56 | --------- | 19.6 | 56 | --------- | 2.46 | 56 | --------- | [49 empty] | 56 | 14.6 |  | 56 | 660 | [7 empty] | 56 | 44.6
[5 empty] | ---------- | 0 | [15 empty] | ac: W_BBWB_C_90T; bc: Walls_T90_; ca: Walls_T140_; cb: Walls_S90_; cc: Walls_S140_ |  |  |  | 47 | W_BV_140S |  | 3 | P_blank3 | [50 empty] | 26 | 21 | 26 | 40 | 57 | --------- | 19.5 | 57 | --------- | 2.45 | 57 | --------- | 40 | 57 | --------- | 19.5 | 57 | --------- | 2.45 | 57 | --------- | [49 empty] | 57 | 14.5 |  | 57 | 650 | [7 empty] | 57 | 44.5
[5 empty] | ---------- | 0 | [15 empty] | ac: W_BBWB_C_90T; bc: P_blank; ca: P_blank; cb: P_blank; cc: P_blank |  |  |  | 48 | W_EPS_140S | [53 empty] | 25 | 22 | 25 | 39 | 58 | --------- | 19.4 | 58 | --------- | 2.44 | 58 | --------- | 39 | 58 | --------- | 19.4 | 58 | --------- | 2.44 | 58 | --------- | [49 empty] | 58 | 14.4 |  | 58 | 640 | [7 empty] | 58 | 44.4
[5 empty] | ---------- | 0 | [15 empty] | ac: W_BBWB_C_140T; bc: W_BBWB_C_90T; ca: W_BBWB_C_140T; cb: W_BBWB_C_90S; cc: W_BBWB_C_140S |  |  |  | 49 | P_blank |  | 3 | P_blank3 | [50 empty] | 24 | 23 | 24 | 38 | 59 | --------- | 19.3 | 59 | --------- | 2.43 | 59 | --------- | 38 | 59 | --------- | 19.3 | 59 | --------- | 2.43 | 59 | --------- | [49 empty] | 59 | 14.3 |  | 59 | 630 | [7 empty] | 59 | 44.3
[5 empty] | ---------- | 0 | [15 empty] | ac: W_BBWB_C_90S; bc: W_BBWB_D90T; ca: W_BBWB_D140T; cb: W_BBWB_D90S; cc: W_BBWB_D140S | [58 empty] | 23 | 24 | 23 | 37 | 60 | --------- | 19.2 | 60 | --------- | 2.42 | 60 | --------- | 37 | 60 | --------- | 19.2 | 60 | --------- | 2.42 | 60 | --------- | [49 empty] | 60 | 14.2 |  | 60 | 620 | [7 empty] | 60 | 44.2
[5 empty] | Interior lining | 10 mm plasterboard | [15 empty] | ac: W_BBWB_C_140S; bc: W_RWB_C_90T; ca: W_RWB_C_140T; cb: W_RWB_C_90S; cc: W_RWB_C_140S | [58 empty] | 22 | 25 | 22 | 36 | 61 | --------- | 19.1 | 61 | --------- | 2.41 | 61 | --------- | 36 | 61 | --------- | 19.1 | 61 | --------- | 2.41 | 61 | --------- | [49 empty] | 61 | 14.1 |  | 61 | 610 | [7 empty] | 61 | 44.1
[5 empty] | Insulation thermal resistance m2.K/W | 0.2 | [15 empty] | ac: W_BBWB_C_140T; bc: W_RWB_D90T; ca: W_RWB_D140T; cb: W_RWB_D90S; cc: W_RWB_D140S | [58 empty] | 21 | 26 | 21 | 35 | 62 | --------- | 19 | 62 | --------- | 2.4 | 62 | --------- | 35 | 62 | --------- | 19 | 62 | --------- | 2.4 | 62 | --------- | [49 empty] | 62 | 14 |  | 62 | 600 | [7 empty] | 62 | 44
[5 empty] | Frame fraction % | 34 | [15 empty] | ac: W_BBWB_C_140T; bc: W_FSWB_C_90T; ca: W_FSWB_C_140T; cb: W_FSWB_C_90S; cc: W_FSWB_C_140S | [58 empty] | 20 | 27 | 20 | 34 | 63 | --------- | 18.9 | 63 | --------- | 2.39 | 63 | --------- | 34 | 63 | --------- | 18.9 | 63 | --------- | 2.39 | 63 | --------- | [49 empty] | 63 | 13.9 |  | 63 | 590 | [7 empty] | 63 | 43.9
[5 empty] | Wall thermal resistance m2.K/W | 0.97795 | [15 empty] | ac: W_BBWB_C_140T; bc: W_FSWB_D90T; ca: W_FSWB_D140T; cb: W_FSWB_D90S; cc: W_FSWB_D140S | [58 empty] | 19 | 28 | 19 | 33 | 64 | --------- | 18.8 | 64 | --------- | 2.38 | 64 | --------- | 33 | 64 | --------- | 18.8 | 64 | --------- | 2.38 | 64 | --------- | [49 empty] | 64 | 13.8 |  | 64 | 580 | [7 empty] | 64 | 43.8
[22 empty] | bc: W_FSS_C_90T; ca: W_FSS_C_140T; cb: W_FSS_C_90S; cc: W_FSS_C_140S | [58 empty] | 18 | 29 | 18 | 32 | 65 | --------- | 18.7 | 65 | --------- | 2.37 | 65 | --------- | 32 | 65 | --------- | 18.7 | 65 | --------- | 2.37 | 65 | --------- | [49 empty] | 65 | 13.7 |  | 65 | 570 | [7 empty] | 65 | 43.7
[22 empty] | bc: W_FSS_D90T; ca: W_FSS_D140T; cb: W_FSS_D90S; cc: W_FSS_D140S |  | P_blank3 |  | P_blank3 |  | P_blank3 | [52 empty] | 17 | 30 | 17 | 31 | 66 | --------- | 18.6 | 66 | --------- | 2.36 | 66 | --------- | 31 | 66 | --------- | 18.6 | 66 | --------- | 2.36 | 66 | --------- | [49 empty] | 66 | 13.6 |  | 66 | 560 | [7 empty] | 66 | 43.6
[22 empty] | bc: W_PM_C_90T; ca: W_PM_C_140T; cb: W_PM_C_90S; cc: W_PM_C_140S |  | W_staggered |  | W_ISIL_M |  | W_T_RAB | [52 empty] | 16 | 31 | 16 | 30 | 67 | --------- | 18.5 | 67 | --------- | 2.35 | 67 | --------- | 30 | 67 | --------- | 18.5 | 67 | --------- | 2.35 | 67 | --------- | [49 empty] | 67 | 13.5 |  | 67 | 550 | [7 empty] | 67 | 43.5
[22 empty] | bc: W_PM_D90T; ca: W_PM_D140T; cb: W_PM_D90S; cc: W_PM_D140S |  | W_staggered |  | W_ISIL_M |  | W_S_RAB | [52 empty] | 15 | 32 | 15 | 29 | 68 | --------- | 18.4 | 68 | --------- | 2.34 | 68 | --------- | 29 | 68 | --------- | 18.4 | 68 | --------- | 2.34 | 68 | --------- | [49 empty] | 68 | 13.4 |  | 68 | 540 | [7 empty] | 68 | 43.4
[22 empty] | bc: W_BV_90T; ca: W_BV_140T; cb: W_BV_90S; cc: W_BV_140S |  |  |  | W_ISIL_PW |  | W_T_RAB | [52 empty] | 14 | 33 | 14 | 28 | 69 | --------- | 18.3 | 69 | --------- | 2.33 | 69 | --------- | 28 | 69 | --------- | 18.3 | 69 | --------- | 2.33 | 69 | --------- | [49 empty] | 69 | 13.3 |  | 69 | 530 | [7 empty] | 69 | 43.3
[22 empty] | bc: W_EPS_90T; ca: W_EPS_140T; cb: W_EPS_90S; cc: W_EPS_140S | [58 empty] | 13 | 34 | 13 | 27 | 70 | --------- | 18.2 | 70 | --------- | 2.32 | 70 | --------- | 27 | 70 | --------- | 18.2 | 70 | --------- | 2.32 | 70 | --------- | [49 empty] | 70 | 13.2 |  | 70 | 520 | [7 empty] | 70 | 43.2
[22 empty] | bc: W_EPS_90T; ca: W_EPS_140T; cb: W_EPS_90S; cc: W_EPS_140S | [58 empty] | 12 | 35 | 12 | 26 | 71 | --------- | 18.1 | 71 | --------- | 2.31 | 71 | --------- | 26 | 71 | --------- | 18.1 | 71 | --------- | 2.31 | 71 | --------- | [49 empty] | 71 | 13.1 |  | 71 | 510 | [7 empty] | 71 | 43.1
[22 empty] | bc: W_EPS_90T; ca: W_EPS_140T; cb: W_EPS_90S; cc: W_EPS_140S | [58 empty] | 12 | 36 | 12 | 25 | 72 | --------- | 18 | 72 | --------- | 2.3 | 72 | --------- | 25 | 72 | --------- | 18 | 72 | --------- | 2.3 | 72 | --------- | [49 empty] | 72 | 13 |  | 72 | 500 | [7 empty] | 72 | 43
[22 empty] | bc: W_EPS_90T; ca: W_EPS_140T; cb: W_EPS_90S; cc: W_EPS_140S | [58 empty] | 11 | 37 | 11 | 24 | 73 | --------- | 17.9 | 73 | --------- | 2.29 | 73 | --------- | 24 | 73 | --------- | 17.9 | 73 | --------- | 2.29 | 73 | --------- | [49 empty] | 73 | 12.9 |  | 73 | 490 | [7 empty] | 73 | 42.9
[22 empty] | bc: W_EPS_90T; ca: W_EPS_140T; cb: W_EPS_90S; cc: W_EPS_140S | [58 empty] | 11 | 38 | 11 | 23 | 74 | --------- | 17.8 | 74 | --------- | 2.28 | 74 | --------- | 23 | 74 | --------- | 17.8 | 74 | --------- | 2.28 | 74 | --------- | [49 empty] | 74 | 12.8 |  | 74 | 480 | [7 empty] | 74 | 42.8
[89 empty] | 10 | 39 | 10 | 22 | 75 | --------- | 17.7 | 75 | --------- | 2.27 | 75 | --------- | 22 | 75 | --------- | 17.7 | 75 | --------- | 2.27 | 75 | --------- | [49 empty] | 75 | 12.7 |  | 75 | 470 | [7 empty] | 75 | 42.7
[89 empty] | 10 | 40 | 10 | 21 | 76 | --------- | 17.6 | 76 | --------- | 2.26 | 76 | --------- | 21 | 76 | --------- | 17.6 | 76 | --------- | 2.26 | 76 | --------- | [49 empty] | 76 | 12.6 |  | 76 | 460 | [7 empty] | 76 | 42.6
[89 empty] | 9 | 41 | 9 | 20 | 77 | --------- | 17.5 | 77 | --------- | 2.25 | 77 | --------- | 20 | 77 | --------- | 17.5 | 77 | --------- | 2.25 | 77 | --------- | [49 empty] | 77 | 12.5 |  | 77 | 450 | [7 empty] | 77 | 42.5
[24 empty] | -1.3038e-05 | 0.00033438 | -0.00019831 | 0.0019597 | -0.03297 | 0.014114 | -0.081114 | 0.98439 | 0.54434 | [56 empty] | 9 | 42 | 9 | 19 | 78 | --------- | 17.4 | 78 | --------- | 2.24 | 78 | --------- | 19 | 78 | --------- | 17.4 | 78 | --------- | 2.24 | 78 | --------- | [49 empty] | 78 | 12.4 |  | 78 | 440 | [7 empty] | 78 | 42.4
[24 empty] | -1.3778e-05 | 0.00033611 | -0.0001965 | 0.0020141 | -0.032972 | 0.013878 | -0.0816 | 0.97562 | 0.54333 | [56 empty] | 8 | 43 | 8 | 18 | 79 | --------- | 17.3 | 79 | --------- | 2.23 | 79 | --------- | 18 | 79 | --------- | 17.3 | 79 | --------- | 2.23 | 79 | --------- | [49 empty] | 79 | 12.3 |  | 79 | 430 | [7 empty] | 79 | 42.3
[22 empty] | 7_55 | Steel framed 90 mm + R-0.25 TB | -1.3778e-05 | 0.00033611 | -0.0001965 | 0.0020141 | -0.032972 | 0.013878 | -0.0816 | 0.97562 | 0.54333 | [56 empty] | 8 | 44 | 8 | 17 | 80 | --------- | 17.2 | 80 | --------- | 2.22 | 80 | --------- | 17 | 80 | --------- | 17.2 | 80 | --------- | 2.22 | 80 | --------- | [49 empty] | 80 | 12.2 |  | 80 | 420 | [7 empty] | 80 | 42.2
[22 empty] | 7_75 |  | -1.6743e-05 | 0.00034321 | -0.00017368 | 0.0021769 | -0.032721 | 0.011077 | -0.080131 | 0.92735 | 0.58082 | [56 empty] | 7 | 45 | 7 | 16 | 81 | --------- | 17.1 | 81 | --------- | 2.21 | 81 | --------- | 16 | 81 | --------- | 17.1 | 81 | --------- | 2.21 | 81 | --------- | [49 empty] | 81 | 12.1 |  | 81 | 410 | [7 empty] | 81 | 42.1
[22 empty] | 7_95 |  | -2.1026e-05 | 0.00035633 | -0.00016796 | 0.0024008 | -0.032949 | 0.0098086 | -0.080519 | 0.90089 | 0.59533 | [56 empty] | 7 | 46 | 7 | 15 | 82 | --------- | 17 | 82 | --------- | 2.2 | 82 | --------- | 15 | 82 | --------- | 17 | 82 | --------- | 2.2 | 82 | --------- | [49 empty] | 82 | 12 |  | 82 | 400 | [7 empty] | 82 | 42
[22 empty] | 7_115 |  | -2.2718e-05 | 0.00035834 | -0.00015587 | 0.0024679 | -0.032624 | 0.0084393 | -0.079371 | 0.8752 | 0.61127 | [56 empty] | 6 | 47 | 6 | 14 | 83 | --------- | 16.9 | 83 | --------- | 2.19 | 83 | --------- | 14 | 83 | --------- | 16.9 | 83 | --------- | 2.19 | 83 | --------- | [49 empty] | 83 | 11.9 |  | 83 | 390 | [7 empty] | 83 | 41.9
[22 empty] | 8_55 | Steel framed 90 mm + R-0.25 TB + ISIL R-1.0 | 9.2234e-06 | 0.00023833 | -0.00017538 | 0.00038673 | -0.029094 | 0.015108 | -0.06311 | 1.1482 | 1.4932 | [56 empty] | 6 | 48 | 6 | 13 | 84 | --------- | 16.8 | 84 | --------- | 2.18 | 84 | --------- | 13 | 84 | --------- | 16.8 | 84 | --------- | 2.18 | 84 | --------- | [49 empty] | 84 | 11.8 |  | 84 | 380 | [7 empty] | 84 | 41.8
[22 empty] | 8_75 |  | 6.2859e-06 | 0.00025544 | -0.00017292 | 0.00058314 | -0.029917 | 0.013697 | -0.064073 | 1.1331 | 1.5059 | [56 empty] | 5 | 49 | 5 | 12 | 85 | --------- | 16.7 | 85 | --------- | 2.17 | 85 | --------- | 12 | 85 | --------- | 16.7 | 85 | --------- | 2.17 | 85 | --------- | [49 empty] | 85 | 11.7 |  | 85 | 370 | [7 empty] | 85 | 41.7
[22 empty] | 8_95 |  | 3.2228e-06 | 0.0002712 | -0.00017495 | 0.00078067 | -0.030718 | 0.013066 | -0.065691 | 1.1276 | 1.5079 | [56 empty] | 5 | 50 | 5 | 11 | 86 | --------- | 16.6 | 86 | --------- | 2.16 | 86 | --------- | 11 | 86 | --------- | 16.6 | 86 | --------- | 2.16 | 86 | --------- | [49 empty] | 86 | 11.6 |  | 86 | 360 | [7 empty] | 86 | 41.6
[22 empty] | 8_115 |  | 3.0318e-06 | 0.00027245 | -0.00016411 | 0.00080151 | -0.03068 | 0.011909 | -0.065258 | 1.1159 | 1.5179 | [56 empty] | 4 | 51 | 4 | 10 | 87 | --------- | 16.5 | 87 | --------- | 2.15 | 87 | --------- | 10 | 87 | --------- | 16.5 | 87 | --------- | 2.15 | 87 | --------- | [49 empty] | 87 | 11.5 |  | 87 | 350 | [7 empty] | 87 | 41.5
[22 empty] | 9_55 | Steel framed 90 mm + R-0.25 TB + ISIL R-1.2 | 8.8854e-06 | 0.00023604 | -0.00017327 | 0.00036687 | -0.028942 | 0.014795 | -0.062151 | 1.1533 | 1.6904 | [56 empty] | 4 | 52 | 4 | 9 | 88 | --------- | 16.4 | 88 | --------- | 2.14 | 88 | --------- | 9 | 88 | --------- | 16.4 | 88 | --------- | 2.14 | 88 | --------- | [49 empty] | 88 | 11.4 |  | 88 | 340 | [7 empty] | 88 | 41.4
[22 empty] | 9_75 |  | 7.5239e-06 | 0.00024697 | -0.0001645 | 0.00049084 | -0.029512 | 0.013098 | -0.062379 | 1.1363 | 1.7043 | [56 empty] | 3 | 53 | 3 | 8 | 89 | --------- | 16.3 | 89 | --------- | 2.13 | 89 | --------- | 8 | 89 | --------- | 16.3 | 89 | --------- | 2.13 | 89 | --------- | [49 empty] | 89 | 11.3 |  | 89 | 330 | [7 empty] | 89 | 41.3
[22 empty] | 9_95 |  | 5.0689e-06 | 0.00025978 | -0.0001625 | 0.00065609 | -0.030166 | 0.012229 | -0.063682 | 1.1295 | 1.7081 | [56 empty] | 3 | 54 | 3 | 7 | 90 | --------- | 16.2 | 90 | --------- | 2.12 | 90 | --------- | 7 | 90 | --------- | 16.2 | 90 | --------- | 2.12 | 90 | --------- | [49 empty] | 90 | 11.2 |  | 90 | 320 | [7 empty] | 90 | 41.2
[22 empty] | 9_115 |  | 3.9903e-06 | 0.00026571 | -0.00015709 | 0.00071546 | -0.030348 | 0.011306 | -0.063647 | 1.1204 | 1.715 | [56 empty] | 2 | 55 | 2 | 6 | 91 | --------- | 16.1 | 91 | --------- | 2.11 | 91 | --------- | 6 | 91 | --------- | 16.1 | 91 | --------- | 2.11 | 91 | --------- | [49 empty] | 91 | 11.1 |  | 91 | 310 | [7 empty] | 91 | 41.1
[22 empty] | 10_55 | Steel framed 140 mm + R-0.25 TB | -1.6122e-05 | 0.00036107 | -0.00027926 | 0.0017006 | -0.032681 | 0.017132 | -0.053421 | 0.87249 | 0.72102 | [56 empty] | 2 | 56 | 2 | 5 | 92 | --------- | 16 | 92 | --------- | 2.1 | 92 | --------- | 5 | 92 | --------- | 16 | 92 | --------- | 2.1 | 92 | --------- | [49 empty] | 92 | 11 |  | 92 | 300 | [7 empty] | 92 | 41
[22 empty] | 10_75 |  | -1.8032e-05 | 0.0003605 | -0.00023257 | 0.0017658 | -0.031638 | 0.01211 | -0.051195 | 0.80922 | 0.78238 | [59 empty] | 4 | 93 | --------- | 15.9 | 93 | --------- | 2.09 | 93 | --------- | 4 | 93 | --------- | 15.9 | 93 | --------- | 2.09 | 93 | --------- | [49 empty] | 93 | 10.9 |  | 93 | 290 | [7 empty] | 93 | 40.9
[22 empty] | 10_95 |  | -1.8596e-05 | 0.00035246 | -0.00018949 | 0.0017618 | -0.030452 | 0.0082366 | -0.049064 | 0.76146 | 0.82349 | [59 empty] | 3 | 94 | --------- | 15.8 | 94 | --------- | 2.08 | 94 | --------- | 3 | 94 | --------- | 15.8 | 94 | --------- | 2.08 | 94 | --------- | [49 empty] | 94 | 10.8 |  | 94 | 280 | [7 empty] | 94 | 40.8
[22 empty] | 10_115 |  | -1.9284e-05 | 0.00034795 | -0.00016311 | 0.0017695 | -0.029636 | 0.0057753 | -0.047684 | 0.72825 | 0.84536 | [59 empty] | 2 | 95 | --------- | 15.7 | 95 | --------- | 2.07 | 95 | --------- | 2 | 95 | --------- | 15.7 | 95 | --------- | 2.07 | 95 | --------- | [49 empty] | 95 | 10.7 |  | 95 | 270 | [7 empty] | 95 | 40.7
[22 empty] | 11_55 | Steel framed 140 mm + R-0.25 TB + ISIL R-1.0 | -3.6891e-06 | 0.00030433 | -0.00028919 | 0.00091995 | -0.031947 | 0.021665 | -0.046941 | 1.0536 | 1.5828 | [59 empty] | 1 | 96 | --------- | 15.6 | 96 | --------- | 2.06 | 96 | --------- | 1 | 96 | --------- | 15.6 | 96 | --------- | 2.06 | 96 | --------- | [49 empty] | 96 | 10.6 |  | 96 | 260 | [7 empty] | 96 | 40.6
[22 empty] | 11_75 |  | -6.2628e-06 | 0.00032043 | -0.00027647 | 0.0010677 | -0.032445 | 0.018953 | -0.0473 | 1.0286 | 1.6065 | [62 empty] | 15.5 | 97 | --------- | 2.05 | 97 | --------- |  |  |  | 15.5 | 97 | --------- | 2.05 | 97 | --------- | [49 empty] | 97 | 10.5 |  | 97 | 250 | [7 empty] | 97 | 40.5
[22 empty] | 11_95 |  | -7.2153e-06 | 0.00032452 | -0.00025522 | 0.0011206 | -0.032371 | 0.016521 | -0.046958 | 1.0074 | 1.6261 | [62 empty] | 15.4 | 98 | --------- | 2.04 | 98 | --------- |  |  |  | 15.4 | 98 | --------- | 2.04 | 98 | --------- | [49 empty] | 98 | 10.4 | [10 empty] | 98 | 40.4
[22 empty] | 11_115 |  | -8.3576e-06 | 0.00032972 | -0.00024266 | 0.0011806 | -0.032419 | 0.014961 | -0.046996 | 0.99387 | 1.6357 | [62 empty] | 15.3 | 99 | --------- | 2.03 | 99 | --------- |  |  |  | 15.3 | 99 | --------- | 2.03 | 99 | --------- | [49 empty] | 99 | 10.3 | [10 empty] | 99 | 40.3
[22 empty] | 12_55 | Steel framed 140 mm + R-0.25 TB + ISIL R-1.2 | -3.4105e-06 | 0.0003014 | -0.00028716 | 0.00088841 | -0.031852 | 0.0215 | -0.046255 | 1.0597 | 1.7728 | [62 empty] | 15.2 | 100 | --------- | 2.02 | 100 | --------- |  |  |  | 15.2 | 100 | --------- | 2.02 | 100 | --------- | [49 empty] | 100 | 10.2 | [10 empty] | 100 | 40.2
[22 empty] | 12_75 |  | -5.5006e-06 | 0.00031462 | -0.00026935 | 0.0010137 | -0.032238 | 0.018539 | -0.046405 | 1.0342 | 1.7976 | [62 empty] | 15.1 | 101 | --------- | 2.01 | 101 | --------- |  |  |  | 15.1 | 101 | --------- | 2.01 | 101 | --------- | [49 empty] | 101 | 10.1 | [10 empty] | 101 | 40.1
[22 empty] | 12_95 |  | -7.0485e-06 | 0.00032353 | -0.0002564 | 0.0010946 | -0.03241 | 0.016495 | -0.046423 | 1.0163 | 1.8114 | [62 empty] | 15 | 102 | --------- | 2 | 102 | --------- |  |  |  | 15 | 102 | --------- | 2 | 102 | --------- | [49 empty] | 102 | 10 | [10 empty] | 102 | 40
[22 empty] | 12_115 |  | -7.3663e-06 | 0.00032327 | -0.00023423 | 0.001112 | -0.032185 | 0.014431 | -0.045977 | 0.99992 | 1.826 | [62 empty] | 14.9 | 103 | --------- | 1.99 | 103 | --------- |  |  |  | 14.9 | 103 | --------- | 1.99 | 103 | --------- | [49 empty] | 103 | 9.9 | [10 empty] | 103 | 39.9
[95 empty] | 14.8 | 104 | --------- | 1.98 | 104 | --------- |  |  |  | 14.8 | 104 | --------- | 1.98 | 104 | --------- | [49 empty] | 104 | 9.8 | [10 empty] | 104 | 39.8
[24 empty] | -1.3038e-05 | 0.00033438 | -0.00019831 | 0.0019597 | -0.03297 | 0.014114 | -0.081114 | 0.98439 | 0.54434 | [62 empty] | 14.7 | 105 | --------- | 1.97 | 105 | --------- |  |  |  | 14.7 | 105 | --------- | 1.97 | 105 | --------- | [49 empty] | 105 | 9.7 | [10 empty] | 105 | 39.7
[24 empty] | 2.896e-06 | 0.00027155 | -0.00020538 | 0.00086879 | -0.030827 | 0.016306 | -0.072984 | 1.1469 | 1.2621 | [62 empty] | 14.6 | 106 | --------- | 1.96 | 106 | --------- |  |  |  | 14.6 | 106 | --------- | 1.96 | 106 | --------- | [49 empty] | 106 | 9.6 | [10 empty] | 106 | 39.6
[24 empty] | 5.5637e-06 | 0.00025582 | -0.00019004 | 0.00068609 | -0.029978 | 0.015354 | -0.069932 | 1.1441 | 1.4654 | [62 empty] | 14.5 | 107 | --------- | 1.95 | 107 | --------- |  |  |  | 14.5 | 107 | --------- | 1.95 | 107 | --------- | [49 empty] | 107 | 9.5 | [10 empty] | 107 | 39.5
[95 empty] | 14.4 | 108 | --------- | 1.94 | 108 | --------- |  |  |  | 14.4 | 108 | --------- | 1.94 | 108 | --------- | [49 empty] | 108 | 9.4 | [10 empty] | 108 | 39.4
[24 empty] | -1.525e-05 | 0.0003576 | -0.00027801 | 0.0016432 | -0.03256 | 0.017182 | -0.052815 | 0.87781 | 0.72413 | [62 empty] | 14.3 | 109 | --------- | 1.93 | 109 | --------- |  |  |  | 14.3 | 109 | --------- | 1.93 | 109 | --------- | [49 empty] | 109 | 9.3 | [10 empty] | 109 | 39.3
[24 empty] | -7.8697e-06 | 0.00032863 | -0.00031245 | 0.0012054 | -0.032901 | 0.022039 | -0.051574 | 1.0376 | 1.3762 | [62 empty] | 14.2 | 110 | --------- | 1.92 | 110 | --------- |  |  |  | 14.2 | 110 | --------- | 1.92 | 110 | --------- | [49 empty] | 110 | 9.2 | [10 empty] | 110 | 39.2
[24 empty] | -6.5654e-06 | 0.00031865 | -0.00029956 | 0.0011181 | -0.032443 | 0.021342 | -0.05021 | 1.0397 | 1.5718 | [62 empty] | 14.1 | 111 | --------- | 1.91 | 111 | --------- |  |  |  | 14.1 | 111 | --------- | 1.91 | 111 | --------- | [49 empty] | 111 | 9.1 | [10 empty] | 111 | 39.1
[95 empty] | 14 | 112 | --------- | 1.9 | 112 | --------- |  |  |  | 14 | 112 | --------- | 1.9 | 112 | --------- | [49 empty] | 112 | 9 | [10 empty] | 112 | 39
[95 empty] | 13.9 | 113 | --------- | 1.89 | 113 | --------- |  |  |  | 13.9 | 113 | --------- | 1.89 | 113 | --------- | [49 empty] | 113 | 8.9 | [10 empty] | 113 | 38.9
[95 empty] | 13.8 | 114 | --------- | 1.88 | 114 | --------- |  |  |  | 13.8 | 114 | --------- | 1.88 | 114 | --------- | [49 empty] | 114 | 8.8 | [10 empty] | 114 | 38.8
[95 empty] | 13.7 | 115 | --------- | 1.87 | 115 | --------- |  |  |  | 13.7 | 115 | --------- | 1.87 | 115 | --------- | [49 empty] | 115 | 8.7 | [10 empty] | 115 | 38.7
[95 empty] | 13.6 | 116 | --------- | 1.86 | 116 | --------- |  |  |  | 13.6 | 116 | --------- | 1.86 | 116 | --------- | [49 empty] | 116 | 8.6 | [10 empty] | 116 | 38.6
[95 empty] | 13.5 | 117 | --------- | 1.85 | 117 | --------- |  |  |  | 13.5 | 117 | --------- | 1.85 | 117 | --------- | [49 empty] | 117 | 8.5 | [10 empty] | 117 | 38.5
[95 empty] | 13.4 | 118 | --------- | 1.84 | 118 | --------- |  |  |  | 13.4 | 118 | --------- | 1.84 | 118 | --------- | [49 empty] | 118 | 8.4 | [10 empty] | 118 | 38.4
[95 empty] | 13.3 | 119 | --------- | 1.83 | 119 | --------- |  |  |  | 13.3 | 119 | --------- | 1.83 | 119 | --------- | [49 empty] | 119 | 8.3 | [10 empty] | 119 | 38.3
[95 empty] | 13.2 | 120 | --------- | 1.82 | 120 | --------- |  |  |  | 13.2 | 120 | --------- | 1.82 | 120 | --------- | [49 empty] | 120 | 8.2 | [10 empty] | 120 | 38.2
[95 empty] | 13.1 | 121 | --------- | 1.81 | 121 | --------- |  |  |  | 13.1 | 121 | --------- | 1.81 | 121 | --------- | [49 empty] | 121 | 8.1 | [10 empty] | 121 | 38.1
[95 empty] | 13 | 122 | --------- | 1.8 | 122 | --------- |  |  |  | 13 | 122 | --------- | 1.8 | 122 | --------- | [49 empty] | 122 | 8 | [10 empty] | 122 | 38
[95 empty] | 12.9 | 123 | --------- | 1.79 | 123 | --------- |  |  |  | 12.9 | 123 | --------- | 1.79 | 123 | --------- | [49 empty] | 123 | 7.9 | [10 empty] | 123 | 37.9
[95 empty] | 12.8 | 124 | --------- | 1.78 | 124 | --------- |  |  |  | 12.8 | 124 | --------- | 1.78 | 124 | --------- | [49 empty] | 124 | 7.8 | [10 empty] | 124 | 37.8
[95 empty] | 12.7 | 125 | --------- | 1.77 | 125 | --------- |  |  |  | 12.7 | 125 | --------- | 1.77 | 125 | --------- | [49 empty] | 125 | 7.7 | [10 empty] | 125 | 37.7
[95 empty] | 12.6 | 126 | --------- | 1.76 | 126 | --------- |  |  |  | 12.6 | 126 | --------- | 1.76 | 126 | --------- | [49 empty] | 126 | 7.6 | [10 empty] | 126 | 37.6
[95 empty] | 12.5 | 127 | --------- | 1.75 | 127 | --------- |  |  |  | 12.5 | 127 | --------- | 1.75 | 127 | --------- | [49 empty] | 127 | 7.5 | [10 empty] | 127 | 37.5
[95 empty] | 12.4 | 128 | --------- | 1.74 | 128 | --------- |  |  |  | 12.4 | 128 | --------- | 1.74 | 128 | --------- | [49 empty] | 128 | 7.4 | [10 empty] | 128 | 37.4
[95 empty] | 12.3 | 129 | --------- | 1.73 | 129 | --------- |  |  |  | 12.3 | 129 | --------- | 1.73 | 129 | --------- | [49 empty] | 129 | 7.3 | [10 empty] | 129 | 37.3
[95 empty] | 12.2 | 130 | --------- | 1.72 | 130 | --------- |  |  |  | 12.2 | 130 | --------- | 1.72 | 130 | --------- | [49 empty] | 130 | 7.2 | [10 empty] | 130 | 37.2
[95 empty] | 12.1 | 131 | --------- | 1.71 | 131 | --------- |  |  |  | 12.1 | 131 | --------- | 1.71 | 131 | --------- | [49 empty] | 131 | 7.1 | [10 empty] | 131 | 37.1
[95 empty] | 12 | 132 | --------- | 1.7 | 132 | --------- |  |  |  | 12 | 132 | --------- | 1.7 | 132 | --------- | [49 empty] | 132 | 7 | [10 empty] | 132 | 37
[95 empty] | 11.9 | 133 | --------- | 1.69 | 133 | --------- |  |  |  | 11.9 | 133 | --------- | 1.69 | 133 | --------- | [49 empty] | 133 | 6.9 | [10 empty] | 133 | 36.9
[95 empty] | 11.8 | 134 | --------- | 1.68 | 134 | --------- |  |  |  | 11.8 | 134 | --------- | 1.68 | 134 | --------- | [49 empty] | 134 | 6.8 | [10 empty] | 134 | 36.8
[95 empty] | 11.7 | 135 | --------- | 1.67 | 135 | --------- |  |  |  | 11.7 | 135 | --------- | 1.67 | 135 | --------- | [49 empty] | 135 | 6.7 | [10 empty] | 135 | 36.7
[95 empty] | 11.6 | 136 | --------- | 1.66 | 136 | --------- |  |  |  | 11.6 | 136 | --------- | 1.66 | 136 | --------- | [49 empty] | 136 | 6.6 | [10 empty] | 136 | 36.6
[95 empty] | 11.5 | 137 | --------- | 1.65 | 137 | --------- |  |  |  | 11.5 | 137 | --------- | 1.65 | 137 | --------- | [49 empty] | 137 | 6.5 | [10 empty] | 137 | 36.5
[95 empty] | 11.4 | 138 | --------- | 1.64 | 138 | --------- |  |  |  | 11.4 | 138 | --------- | 1.64 | 138 | --------- | [49 empty] | 138 | 6.4 | [10 empty] | 138 | 36.4
[95 empty] | 11.3 | 139 | --------- | 1.63 | 139 | --------- |  |  |  | 11.3 | 139 | --------- | 1.63 | 139 | --------- | [49 empty] | 139 | 6.3 | [10 empty] | 139 | 36.3
[95 empty] | 11.2 | 140 | --------- | 1.62 | 140 | --------- |  |  |  | 11.2 | 140 | --------- | 1.62 | 140 | --------- | [49 empty] | 140 | 6.2 | [10 empty] | 140 | 36.2
[95 empty] | 11.1 | 141 | --------- | 1.61 | 141 | --------- |  |  |  | 11.1 | 141 | --------- | 1.61 | 141 | --------- | [49 empty] | 141 | 6.1 | [10 empty] | 141 | 36.1
[95 empty] | 11 | 142 | --------- | 1.6 | 142 | --------- |  |  |  | 11 | 142 | --------- | 1.6 | 142 | --------- | [49 empty] | 142 | 6 | [10 empty] | 142 | 36
[95 empty] | 10.9 | 143 | --------- | 1.59 | 143 | --------- |  |  |  | 10.9 | 143 | --------- | 1.59 | 143 | --------- | [49 empty] | 143 | 5.9 | [10 empty] | 143 | 35.9
[95 empty] | 10.8 | 144 | --------- | 1.58 | 144 | --------- |  |  |  | 10.8 | 144 | --------- | 1.58 | 144 | --------- | [49 empty] | 144 | 5.8 | [10 empty] | 144 | 35.8
[95 empty] | 10.7 | 145 | --------- | 1.57 | 145 | --------- |  |  |  | 10.7 | 145 | --------- | 1.57 | 145 | --------- | [49 empty] | 145 | 5.7 | [10 empty] | 145 | 35.7
[95 empty] | 10.6 | 146 | --------- | 1.56 | 146 | --------- |  |  |  | 10.6 | 146 | --------- | 1.56 | 146 | --------- | [49 empty] | 146 | 5.6 | [10 empty] | 146 | 35.6
[95 empty] | 10.5 | 147 | --------- | 1.55 | 147 | --------- |  |  |  | 10.5 | 147 | --------- | 1.55 | 147 | --------- | [49 empty] | 147 | 5.5 | [10 empty] | 147 | 35.5
[95 empty] | 10.4 | 148 | --------- | 1.54 | 148 | --------- |  |  |  | 10.4 | 148 | --------- | 1.54 | 148 | --------- | [49 empty] | 148 | 5.4 | [10 empty] | 148 | 35.4
[95 empty] | 10.3 | 149 | --------- | 1.53 | 149 | --------- |  |  |  | 10.3 | 149 | --------- | 1.53 | 149 | --------- | [49 empty] | 149 | 5.3 | [10 empty] | 149 | 35.3
[95 empty] | 10.2 | 150 | --------- | 1.52 | 150 | --------- |  |  |  | 10.2 | 150 | --------- | 1.52 | 150 | --------- | [49 empty] | 150 | 5.2 | [10 empty] | 150 | 35.2
[95 empty] | 10.1 | 151 | --------- | 1.51 | 151 | --------- |  |  |  | 10.1 | 151 | --------- | 1.51 | 151 | --------- | [49 empty] | 151 | 5.1 | [10 empty] | 151 | 35.1
[95 empty] | 10 | 152 | --------- | 1.5 | 152 | --------- |  |  |  | 10 | 152 | --------- | 1.5 | 152 | --------- | [49 empty] | 152 | 5 | [10 empty] | 152 | 35
[95 empty] | 9.9 | 153 | --------- | 1.49 | 153 | --------- |  |  |  | 9.9 | 153 | --------- | 1.49 | 153 | --------- | [49 empty] | 153 | 4.9 | [10 empty] | 153 | 34.9
[95 empty] | 9.8 | 154 | --------- | 1.48 | 154 | --------- |  |  |  | 9.8 | 154 | --------- | 1.48 | 154 | --------- | [49 empty] | 154 | 4.8 | [10 empty] | 154 | 34.8
[95 empty] | 9.7 | 155 | --------- | 1.47 | 155 | --------- |  |  |  | 9.7 | 155 | --------- | 1.47 | 155 | --------- | [49 empty] | 155 | 4.7 | [10 empty] | 155 | 34.7
[95 empty] | 9.6 | 156 | --------- | 1.46 | 156 | --------- |  |  |  | 9.6 | 156 | --------- | 1.46 | 156 | --------- | [49 empty] | 156 | 4.6 | [10 empty] | 156 | 34.6
[95 empty] | 9.5 | 157 | --------- | 1.45 | 157 | --------- |  |  |  | 9.5 | 157 | --------- | 1.45 | 157 | --------- | [49 empty] | 157 | 4.5 | [10 empty] | 157 | 34.5
[95 empty] | 9.4 | 158 | --------- | 1.44 | 158 | --------- |  |  |  | 9.4 | 158 | --------- | 1.44 | 158 | --------- | [49 empty] | 158 | 4.4 | [10 empty] | 158 | 34.4
[95 empty] | 9.3 | 159 | --------- | 1.43 | 159 | --------- |  |  |  | 9.3 | 159 | --------- | 1.43 | 159 | --------- | [49 empty] | 159 | 4.3 | [10 empty] | 159 | 34.3
[95 empty] | 9.2 | 160 | --------- | 1.42 | 160 | --------- |  |  |  | 9.2 | 160 | --------- | 1.42 | 160 | --------- | [49 empty] | 160 | 4.2 | [10 empty] | 160 | 34.2
[95 empty] | 9.1 | 161 | --------- | 1.41 | 161 | --------- |  |  |  | 9.1 | 161 | --------- | 1.41 | 161 | --------- | [49 empty] | 161 | 4.1 | [10 empty] | 161 | 34.1
[95 empty] | 9 | 162 | --------- | 1.4 | 162 | --------- |  |  |  | 9 | 162 | --------- | 1.4 | 162 | --------- | [49 empty] | 162 | 4 | [10 empty] | 162 | 34
[95 empty] | 8.9 | 163 | --------- | 1.39 | 163 | --------- |  |  |  | 8.9 | 163 | --------- | 1.39 | 163 | --------- | [49 empty] | 163 | 3.9 | [10 empty] | 163 | 33.9
[95 empty] | 8.8 | 164 | --------- | 1.38 | 164 | --------- |  |  |  | 8.8 | 164 | --------- | 1.38 | 164 | --------- | [49 empty] | 164 | 3.8 | [10 empty] | 164 | 33.8
[95 empty] | 8.7 | 165 | --------- | 1.37 | 165 | --------- |  |  |  | 8.7 | 165 | --------- | 1.37 | 165 | --------- | [49 empty] | 165 | 3.7 | [10 empty] | 165 | 33.7
[95 empty] | 8.6 | 166 | --------- | 1.36 | 166 | --------- |  |  |  | 8.6 | 166 | --------- | 1.36 | 166 | --------- | [49 empty] | 166 | 3.6 | [10 empty] | 166 | 33.6
[95 empty] | 8.5 | 167 | --------- | 1.35 | 167 | --------- |  |  |  | 8.5 | 167 | --------- | 1.35 | 167 | --------- | [49 empty] | 167 | 3.5 | [10 empty] | 167 | 33.5
[95 empty] | 8.4 | 168 | --------- | 1.34 | 168 | --------- |  |  |  | 8.4 | 168 | --------- | 1.34 | 168 | --------- | [49 empty] | 168 | 3.4 | [10 empty] | 168 | 33.4
[95 empty] | 8.3 | 169 | --------- | 1.33 | 169 | --------- |  |  |  | 8.3 | 169 | --------- | 1.33 | 169 | --------- | [49 empty] | 169 | 3.3 | [10 empty] | 169 | 33.3
[95 empty] | 8.2 | 170 | --------- | 1.32 | 170 | --------- |  |  |  | 8.2 | 170 | --------- | 1.32 | 170 | --------- | [49 empty] | 170 | 3.2 | [10 empty] | 170 | 33.2
[95 empty] | 8.1 | 171 | --------- | 1.31 | 171 | --------- |  |  |  | 8.1 | 171 | --------- | 1.31 | 171 | --------- | [49 empty] | 171 | 3.1 | [10 empty] | 171 | 33.1
[95 empty] | 8 | 172 | --------- | 1.3 | 172 | --------- |  |  |  | 8 | 172 | --------- | 1.3 | 172 | --------- | [49 empty] | 172 | 3 | [10 empty] | 172 | 33
[95 empty] | 7.9 | 173 | --------- | 1.29 | 173 | --------- |  |  |  | 7.9 | 173 | --------- | 1.29 | 173 | --------- | [49 empty] | 173 | 2.9 | [10 empty] | 173 | 32.9
[95 empty] | 7.8 | 174 | --------- | 1.28 | 174 | --------- |  |  |  | 7.8 | 174 | --------- | 1.28 | 174 | --------- | [49 empty] | 174 | 2.8 | [10 empty] | 174 | 32.8
[95 empty] | 7.7 | 175 | --------- | 1.27 | 175 | --------- |  |  |  | 7.7 | 175 | --------- | 1.27 | 175 | --------- | [49 empty] | 175 | 2.7 | [10 empty] | 175 | 32.7
[95 empty] | 7.6 | 176 | --------- | 1.26 | 176 | --------- |  |  |  | 7.6 | 176 | --------- | 1.26 | 176 | --------- | [49 empty] | 176 | 2.6 | [10 empty] | 176 | 32.6
[95 empty] | 7.5 | 177 | --------- | 1.25 | 177 | --------- |  |  |  | 7.5 | 177 | --------- | 1.25 | 177 | --------- | [49 empty] | 177 | 2.5 | [10 empty] | 177 | 32.5
[95 empty] | 7.4 | 178 | --------- | 1.24 | 178 | --------- |  |  |  | 7.4 | 178 | --------- | 1.24 | 178 | --------- | [49 empty] | 178 | 2.4 | [10 empty] | 178 | 32.4
[95 empty] | 7.3 | 179 | --------- | 1.23 | 179 | --------- |  |  |  | 7.3 | 179 | --------- | 1.23 | 179 | --------- | [61 empty] | 179 | 32.3
[95 empty] | 7.2 | 180 | --------- | 1.22 | 180 | --------- |  |  |  | 7.2 | 180 | --------- | 1.22 | 180 | --------- | [61 empty] | 180 | 32.2
[95 empty] | 7.1 | 181 | --------- | 1.21 | 181 | --------- |  |  |  | 7.1 | 181 | --------- | 1.21 | 181 | --------- | [61 empty] | 181 | 32.1
[95 empty] | 7 | 182 | --------- | 1.2 | 182 | --------- |  |  |  | 7 | 182 | --------- | 1.2 | 182 | --------- | [61 empty] | 182 | 32
[95 empty] | 6.9 | 183 | --------- | 1.19 | 183 | --------- |  |  |  | 6.9 | 183 | --------- | 1.19 | 183 | --------- | [61 empty] | 183 | 31.9
[95 empty] | 6.8 | 184 | --------- | 1.18 | 184 | --------- |  |  |  | 6.8 | 184 | --------- | 1.18 | 184 | --------- | [61 empty] | 184 | 31.8
[95 empty] | 6.7 | 185 | --------- | 1.17 | 185 | --------- |  |  |  | 6.7 | 185 | --------- | 1.17 | 185 | --------- | [61 empty] | 185 | 31.7
[95 empty] | 6.6 | 186 | --------- | 1.16 | 186 | --------- |  |  |  | 6.6 | 186 | --------- | 1.16 | 186 | --------- | [61 empty] | 186 | 31.6
[95 empty] | 6.5 | 187 | --------- | 1.15 | 187 | --------- |  |  |  | 6.5 | 187 | --------- | 1.15 | 187 | --------- | [61 empty] | 187 | 31.5
[95 empty] | 6.4 | 188 | --------- | 1.14 | 188 | --------- |  |  |  | 6.4 | 188 | --------- | 1.14 | 188 | --------- | [61 empty] | 188 | 31.4
[95 empty] | 6.3 | 189 | --------- | 1.13 | 189 | --------- |  |  |  | 6.3 | 189 | --------- | 1.13 | 189 | --------- | [61 empty] | 189 | 31.3
[95 empty] | 6.2 | 190 | --------- | 1.12 | 190 | --------- |  |  |  | 6.2 | 190 | --------- | 1.12 | 190 | --------- | [61 empty] | 190 | 31.2
[95 empty] | 6.1 | 191 | --------- | 1.11 | 191 | --------- |  |  |  | 6.1 | 191 | --------- | 1.11 | 191 | --------- | [61 empty] | 191 | 31.1
[95 empty] | 6 | 192 | --------- | 1.1 | 192 | --------- |  |  |  | 6 | 192 | --------- | 1.1 | 192 | --------- | [61 empty] | 192 | 31
[95 empty] | 5.9 | 193 | --------- | 1.09 | 193 | --------- |  |  |  | 5.9 | 193 | --------- | 1.09 | 193 | --------- | [61 empty] | 193 | 30.9
[95 empty] | 5.8 | 194 | --------- | 1.08 | 194 | --------- |  |  |  | 5.8 | 194 | --------- | 1.08 | 194 | --------- | [61 empty] | 194 | 30.8
[95 empty] | 5.7 | 195 | --------- | 1.07 | 195 | --------- |  |  |  | 5.7 | 195 | --------- | 1.07 | 195 | --------- | [61 empty] | 195 | 30.7
[95 empty] | 5.6 | 196 | --------- | 1.06 | 196 | --------- |  |  |  | 5.6 | 196 | --------- | 1.06 | 196 | --------- | [61 empty] | 196 | 30.6
[95 empty] | 5.5 | 197 | --------- | 1.05 | 197 | --------- |  |  |  | 5.5 | 197 | --------- | 1.05 | 197 | --------- | [61 empty] | 197 | 30.5
[95 empty] | 5.4 | 198 | --------- | 1.04 | 198 | --------- |  |  |  | 5.4 | 198 | --------- | 1.04 | 198 | --------- | [61 empty] | 198 | 30.4
[95 empty] | 5.3 | 199 | --------- | 1.03 | 199 | --------- |  |  |  | 5.3 | 199 | --------- | 1.03 | 199 | --------- | [61 empty] | 199 | 30.3
[95 empty] | 5.2 | 200 | --------- | 1.02 | 200 | --------- |  |  |  | 5.2 | 200 | --------- | 1.02 | 200 | --------- | [61 empty] | 200 | 30.2
[95 empty] | 5.1 | 201 | --------- | 1.01 | 201 | --------- |  |  |  | 5.1 | 201 | --------- | 1.01 | 201 | --------- | [61 empty] | 201 | 30.1
[95 empty] | 5 | 202 | --------- | 1 | 202 | --------- |  |  |  | 5 | 202 | --------- | 1 | 202 | --------- | [61 empty] | 202 | 30
[95 empty] | 4.9 | 203 | --------- | 0.99 | 203 | --------- |  |  |  | 4.9 | 203 | --------- | 0.99 | 203 | --------- | [61 empty] | 203 | 29.9
[95 empty] | 4.8 | 204 | --------- | 0.98 | 204 | --------- |  |  |  | 4.8 | 204 | --------- | 0.98 | 204 | --------- | [61 empty] | 204 | 29.8
[95 empty] | 4.7 | 205 | --------- | 0.97 | 205 | --------- |  |  |  | 4.7 | 205 | --------- | 0.97 | 205 | --------- | [61 empty] | 205 | 29.7
[95 empty] | 4.6 | 206 | --------- | 0.96 | 206 | --------- |  |  |  | 4.6 | 206 | --------- | 0.96 | 206 | --------- | [61 empty] | 206 | 29.6
[95 empty] | 4.5 | 207 | --------- | 0.95 | 207 | --------- |  |  |  | 4.5 | 207 | --------- | 0.95 | 207 | --------- | [61 empty] | 207 | 29.5
[95 empty] | 4.4 | 208 | --------- | 0.94 | 208 | --------- |  |  |  | 4.4 | 208 | --------- | 0.94 | 208 | --------- | [61 empty] | 208 | 29.4
[95 empty] | 4.3 | 209 | --------- | 0.93 | 209 | --------- |  |  |  | 4.3 | 209 | --------- | 0.93 | 209 | --------- | [61 empty] | 209 | 29.3
[95 empty] | 4.2 | 210 | --------- | 0.92 | 210 | --------- |  |  |  | 4.2 | 210 | --------- | 0.92 | 210 | --------- | [61 empty] | 210 | 29.2
[95 empty] | 4.1 | 211 | --------- | 0.91 | 211 | --------- |  |  |  | 4.1 | 211 | --------- | 0.91 | 211 | --------- | [61 empty] | 211 | 29.1
[95 empty] | 4 | 212 | --------- | 0.9 | 212 | --------- |  |  |  | 4 | 212 | --------- | 0.9 | 212 | --------- | [61 empty] | 212 | 29
[95 empty] | 3.9 | 213 | --------- | 0.89 | 213 | --------- |  |  |  | 3.9 | 213 | --------- | 0.89 | 213 | --------- | [61 empty] | 213 | 28.9
[95 empty] | 3.8 | 214 | --------- | 0.88 | 214 | --------- |  |  |  | 3.8 | 214 | --------- | 0.88 | 214 | --------- | [61 empty] | 214 | 28.8
[95 empty] | 3.7 | 215 | --------- | 0.87 | 215 | --------- |  |  |  | 3.7 | 215 | --------- | 0.87 | 215 | --------- | [61 empty] | 215 | 28.7
[95 empty] | 3.6 | 216 | --------- | 0.86 | 216 | --------- |  |  |  | 3.6 | 216 | --------- | 0.86 | 216 | --------- | [61 empty] | 216 | 28.6
[95 empty] | 3.5 | 217 | --------- | 0.85 | 217 | --------- |  |  |  | 3.5 | 217 | --------- | 0.85 | 217 | --------- | [61 empty] | 217 | 28.5
[95 empty] | 3.4 | 218 | --------- | 0.84 | 218 | --------- |  |  |  | 3.4 | 218 | --------- | 0.84 | 218 | --------- | [61 empty] | 218 | 28.4
[95 empty] | 3.3 | 219 | --------- | 0.83 | 219 | --------- |  |  |  | 3.3 | 219 | --------- | 0.83 | 219 | --------- | [61 empty] | 219 | 28.3
[95 empty] | 3.2 | 220 | --------- | 0.82 | 220 | --------- |  |  |  | 3.2 | 220 | --------- | 0.82 | 220 | --------- | [61 empty] | 220 | 28.2
[95 empty] | 3.1 | 221 | --------- | 0.81 | 221 | --------- |  |  |  | 3.1 | 221 | --------- | 0.81 | 221 | --------- | [61 empty] | 221 | 28.1
[95 empty] | 3 | 222 | --------- | 0.8 | 222 | --------- |  |  |  | 3 | 222 | --------- | 0.8 | 222 | --------- | [61 empty] | 222 | 28
[95 empty] | 2.9 | 223 | --------- | 0.79 | 223 | --------- |  |  |  | 2.9 | 223 | --------- | 0.79 | 223 | --------- | [61 empty] | 223 | 27.9
[95 empty] | 2.8 | 224 | --------- | 0.78 | 224 | --------- |  |  |  | 2.8 | 224 | --------- | 0.78 | 224 | --------- | [61 empty] | 224 | 27.8
[95 empty] | 2.7 | 225 | --------- | 0.77 | 225 | --------- |  |  |  | 2.7 | 225 | --------- | 0.77 | 225 | --------- | [61 empty] | 225 | 27.7
[95 empty] | 2.6 | 226 | --------- | 0.76 | 226 | --------- |  |  |  | 2.6 | 226 | --------- | 0.76 | 226 | --------- | [61 empty] | 226 | 27.6
[95 empty] | 2.5 | 227 | --------- | 0.75 | 227 | --------- |  |  |  | 2.5 | 227 | --------- | 0.75 | 227 | --------- | [61 empty] | 227 | 27.5
[95 empty] | 2.4 | 228 | --------- | 0.74 | 228 | --------- |  |  |  | 2.4 | 228 | --------- | 0.74 | 228 | --------- | [61 empty] | 228 | 27.4
[95 empty] | 2.3 | 229 | --------- | 0.73 | 229 | --------- |  |  |  | 2.3 | 229 | --------- | 0.73 | 229 | --------- | [61 empty] | 229 | 27.3
[95 empty] | 2.2 | 230 | --------- | 0.72 | 230 | --------- |  |  |  | 2.2 | 230 | --------- | 0.72 | 230 | --------- | [61 empty] | 230 | 27.2
[95 empty] | 2.1 | 231 | --------- | 0.71 | 231 | --------- |  |  |  | 2.1 | 231 | --------- | 0.71 | 231 | --------- | [61 empty] | 231 | 27.1
[95 empty] | 2 | 232 | --------- | 0.7 | 232 | --------- |  |  |  | 2 | 232 | --------- | 0.7 | 232 | --------- | [61 empty] | 232 | 27
[95 empty] | 1.9 | 233 | --------- | 0.69 | 233 | --------- |  |  |  | 1.9 | 233 | --------- | 0.69 | 233 | --------- | [61 empty] | 233 | 26.9
[95 empty] | 1.8 | 234 | --------- | 0.68 | 234 | --------- |  |  |  | 1.8 | 234 | --------- | 0.68 | 234 | --------- | [61 empty] | 234 | 26.8
[95 empty] | 1.7 | 235 | --------- | 0.67 | 235 | --------- |  |  |  | 1.7 | 235 | --------- | 0.67 | 235 | --------- | [61 empty] | 235 | 26.7
[95 empty] | 1.6 | 236 | --------- | 0.66 | 236 | --------- |  |  |  | 1.6 | 236 | --------- | 0.66 | 236 | --------- | [61 empty] | 236 | 26.6
[95 empty] | 1.5 | 237 | --------- | 0.65 | 237 | --------- |  |  |  | 1.5 | 237 | --------- | 0.65 | 237 | --------- | [61 empty] | 237 | 26.5
[95 empty] | 1.4 | 238 | --------- | 0.64 | 238 | --------- |  |  |  | 1.4 | 238 | --------- | 0.64 | 238 | --------- | [61 empty] | 238 | 26.4
[95 empty] | 1.3 | 239 | --------- | 0.63 | 239 | --------- |  |  |  | 1.3 | 239 | --------- | 0.63 | 239 | --------- | [61 empty] | 239 | 26.3
[95 empty] | 1.2 | 240 | --------- | 0.62 | 240 | --------- |  |  |  | 1.2 | 240 | --------- | 0.62 | 240 | --------- | [61 empty] | 240 | 26.2
[95 empty] | 1.1 | 241 | --------- | 0.61 | 241 | --------- |  |  |  | 1.1 | 241 | --------- | 0.61 | 241 | --------- | [61 empty] | 241 | 26.1
[95 empty] | 1 | 242 | --------- | 0.6 | 242 | --------- |  |  |  | 1 | 242 | --------- | 0.6 | 242 | --------- | [61 empty] | 242 | 26
[98 empty] | 0.59 | 243 | --------- | [6 empty] | 0.59 | 243 | --------- | [61 empty] | 243 | 25.9
[98 empty] | 0.58 | 244 | --------- | [6 empty] | 0.58 | 244 | --------- | [61 empty] | 244 | 25.8
[98 empty] | 0.57 | 245 | --------- | [6 empty] | 0.57 | 245 | --------- | [61 empty] | 245 | 25.7
[98 empty] | 0.56 | 246 | --------- | [6 empty] | 0.56 | 246 | --------- | [61 empty] | 246 | 25.6
[98 empty] | 0.55 | 247 | --------- | [6 empty] | 0.55 | 247 | --------- | [61 empty] | 247 | 25.5
[98 empty] | 0.54 | 248 | --------- | [6 empty] | 0.54 | 248 | --------- | [61 empty] | 248 | 25.4
[98 empty] | 0.53 | 249 | --------- | [6 empty] | 0.53 | 249 | --------- | [61 empty] | 249 | 25.3
[98 empty] | 0.52 | 250 | --------- | [6 empty] | 0.52 | 250 | --------- | [61 empty] | 250 | 25.2
[98 empty] | 0.51 | 251 | --------- | [6 empty] | 0.51 | 251 | --------- | [61 empty] | 251 | 25.1
[98 empty] | 0.5 | 252 | --------- | [6 empty] | 0.5 | 252 | --------- | [61 empty] | 252 | 25
[98 empty] | 0.49 | 253 | --------- | [6 empty] | 0.49 | 253 | --------- | [61 empty] | 253 | 24.9
[98 empty] | 0.48 | 254 | --------- | [6 empty] | 0.48 | 254 | --------- | [61 empty] | 254 | 24.8
[98 empty] | 0.47 | 255 | --------- | [6 empty] | 0.47 | 255 | --------- | [61 empty] | 255 | 24.7
[98 empty] | 0.46 | 256 | --------- | [6 empty] | 0.46 | 256 | --------- | [61 empty] | 256 | 24.6
[98 empty] | 0.45 | 257 | --------- | [6 empty] | 0.45 | 257 | --------- | [61 empty] | 257 | 24.5
[98 empty] | 0.44 | 258 | --------- | [6 empty] | 0.44 | 258 | --------- | [61 empty] | 258 | 24.4
[98 empty] | 0.43 | 259 | --------- | [6 empty] | 0.43 | 259 | --------- | [61 empty] | 259 | 24.3
[98 empty] | 0.42 | 260 | --------- | [6 empty] | 0.42 | 260 | --------- | [61 empty] | 260 | 24.2
[98 empty] | 0.41 | 261 | --------- | [6 empty] | 0.41 | 261 | --------- | [61 empty] | 261 | 24.1
[98 empty] | 0.4 | 262 | --------- | [6 empty] | 0.4 | 262 | --------- | [61 empty] | 262 | 24
[98 empty] | 0.39 | 263 | --------- | [6 empty] | 0.39 | 263 | --------- | [61 empty] | 263 | 23.9
[98 empty] | 0.38 | 264 | --------- | [6 empty] | 0.38 | 264 | --------- | [61 empty] | 264 | 23.8
[98 empty] | 0.37 | 265 | --------- | [6 empty] | 0.37 | 265 | --------- | [61 empty] | 265 | 23.7
[98 empty] | 0.36 | 266 | --------- | [6 empty] | 0.36 | 266 | --------- | [61 empty] | 266 | 23.6
[98 empty] | 0.35 | 267 | --------- | [6 empty] | 0.35 | 267 | --------- | [61 empty] | 267 | 23.5
[98 empty] | 0.34 | 268 | --------- | [6 empty] | 0.34 | 268 | --------- | [61 empty] | 268 | 23.4
[98 empty] | 0.33 | 269 | --------- | [6 empty] | 0.33 | 269 | --------- | [61 empty] | 269 | 23.3
[98 empty] | 0.32 | 270 | --------- | [6 empty] | 0.32 | 270 | --------- | [61 empty] | 270 | 23.2
[98 empty] | 0.31 | 271 | --------- | [6 empty] | 0.31 | 271 | --------- | [61 empty] | 271 | 23.1
[98 empty] | 0.3 | 272 | --------- | [6 empty] | 0.3 | 272 | --------- | [61 empty] | 272 | 23
[98 empty] | 0.29 | 273 | --------- | [6 empty] | 0.29 | 273 | --------- | [61 empty] | 273 | 22.9
[98 empty] | 0.28 | 274 | --------- | [6 empty] | 0.28 | 274 | --------- | [61 empty] | 274 | 22.8
[98 empty] | 0.27 | 275 | --------- | [6 empty] | 0.27 | 275 | --------- | [61 empty] | 275 | 22.7
[98 empty] | 0.26 | 276 | --------- | [6 empty] | 0.26 | 276 | --------- | [61 empty] | 276 | 22.6
[98 empty] | 0.25 | 277 | --------- | [6 empty] | 0.25 | 277 | --------- | [61 empty] | 277 | 22.5
[98 empty] | 0.24 | 278 | --------- | [6 empty] | 0.24 | 278 | --------- | [61 empty] | 278 | 22.4
[98 empty] | 0.23 | 279 | --------- | [6 empty] | 0.23 | 279 | --------- | [61 empty] | 279 | 22.3
[98 empty] | 0.22 | 280 | --------- | [6 empty] | 0.22 | 280 | --------- | [61 empty] | 280 | 22.2
[98 empty] | 0.21 | 281 | --------- | [6 empty] | 0.21 | 281 | --------- | [61 empty] | 281 | 22.1
[98 empty] | 0.2 | 282 | --------- | [6 empty] | 0.2 | 282 | --------- | [61 empty] | 282 | 22
[98 empty] | 0.19 | 283 | --------- | [6 empty] | 0.19 | 283 | --------- | [61 empty] | 283 | 21.9
[98 empty] | 0.18 | 284 | --------- | [6 empty] | 0.18 | 284 | --------- | [61 empty] | 284 | 21.8
[98 empty] | 0.17 | 285 | --------- | [6 empty] | 0.17 | 285 | --------- | [61 empty] | 285 | 21.7
[98 empty] | 0.16 | 286 | --------- | [6 empty] | 0.16 | 286 | --------- | [61 empty] | 286 | 21.6
[98 empty] | 0.15 | 287 | --------- | [6 empty] | 0.15 | 287 | --------- | [61 empty] | 287 | 21.5
[98 empty] | 0.14 | 288 | --------- | [6 empty] | 0.14 | 288 | --------- | [61 empty] | 288 | 21.4
[98 empty] | 0.13 | 289 | --------- | [6 empty] | 0.13 | 289 | --------- | [61 empty] | 289 | 21.3
[98 empty] | 0.12 | 290 | --------- | [6 empty] | 0.12 | 290 | --------- | [61 empty] | 290 | 21.2
[98 empty] | 0.11 | 291 | --------- | [6 empty] | 0.11 | 291 | --------- | [61 empty] | 291 | 21.1
[98 empty] | 0.1 | 292 | --------- | [6 empty] | 0.1 | 292 | --------- | [61 empty] | 292 | 21
[98 empty] | 0.09 | 293 | --------- | [6 empty] | 0.09 | 293 | --------- | [61 empty] | 293 | 20.9
[98 empty] | 0.08 | 294 | --------- | [6 empty] | 0.08 | 294 | --------- | [61 empty] | 294 | 20.8
[98 empty] | 0.07 | 295 | --------- | [6 empty] | 0.07 | 295 | --------- | [61 empty] | 295 | 20.7
[98 empty] | 0.06 | 296 | --------- | [6 empty] | 0.06 | 296 | --------- | [61 empty] | 296 | 20.6
[98 empty] | 0.05 | 297 | --------- | [6 empty] | 0.05 | 297 | --------- | [61 empty] | 297 | 20.5
[98 empty] | 0.04 | 298 | --------- | [6 empty] | 0.04 | 298 | --------- | [61 empty] | 298 | 20.4
[98 empty] | 0.03 | 299 | --------- | [6 empty] | 0.03 | 299 | --------- | [61 empty] | 299 | 20.3
[98 empty] | 0.02 | 300 | --------- | [6 empty] | 0.02 | 300 | --------- | [61 empty] | 300 | 20.2
[98 empty] | 0.01 | 301 | --------- | [6 empty] | 0.01 | 301 | --------- | [61 empty] | 301 | 20.1
[171 empty] | 302 | 20
[171 empty] | 303 | 19.9
[171 empty] | 304 | 19.8
[171 empty] | 305 | 19.7
[171 empty] | 306 | 19.6
[171 empty] | 307 | 19.5
[171 empty] | 308 | 19.4
[171 empty] | 309 | 19.3
[171 empty] | 310 | 19.2
[171 empty] | 311 | 19.1
[171 empty] | 312 | 19
[171 empty] | 313 | 18.9
[171 empty] | 314 | 18.8
[171 empty] | 315 | 18.7
[171 empty] | 316 | 18.6
[171 empty] | 317 | 18.5
[171 empty] | 318 | 18.4
[171 empty] | 319 | 18.3
[171 empty] | 320 | 18.2
[171 empty] | 321 | 18.1
[171 empty] | 322 | 18
[171 empty] | 323 | 17.9
[171 empty] | 324 | 17.8
[171 empty] | 325 | 17.7
[171 empty] | 326 | 17.6
[171 empty] | 327 | 17.5
[171 empty] | 328 | 17.4
[171 empty] | 329 | 17.3
[171 empty] | 330 | 17.2
[171 empty] | 331 | 17.1
[171 empty] | 332 | 17
[171 empty] | 333 | 16.9
[171 empty] | 334 | 16.8
[171 empty] | 335 | 16.7
[171 empty] | 336 | 16.6
[171 empty] | 337 | 16.5
[171 empty] | 338 | 16.4
[171 empty] | 339 | 16.3
[171 empty] | 340 | 16.2
[171 empty] | 341 | 16.1
[171 empty] | 342 | 16
[171 empty] | 343 | 15.9
[171 empty] | 344 | 15.8
[171 empty] | 345 | 15.7
[171 empty] | 346 | 15.6
[171 empty] | 347 | 15.5
[171 empty] | 348 | 15.4
[171 empty] | 349 | 15.3
[171 empty] | 350 | 15.2
[171 empty] | 351 | 15.1
[171 empty] | 352 | 15
[171 empty] | 353 | 14.9
[171 empty] | 354 | 14.8
[171 empty] | 355 | 14.7
[171 empty] | 356 | 14.6
[171 empty] | 357 | 14.5
[171 empty] | 358 | 14.4
[171 empty] | 359 | 14.3
[171 empty] | 360 | 14.2
[171 empty] | 361 | 14.1
[171 empty] | 362 | 14
[171 empty] | 363 | 13.9
[171 empty] | 364 | 13.8
[171 empty] | 365 | 13.7
[171 empty] | 366 | 13.6
[171 empty] | 367 | 13.5
[171 empty] | 368 | 13.4
[171 empty] | 369 | 13.3
[171 empty] | 370 | 13.2
[171 empty] | 371 | 13.1
[171 empty] | 372 | 13
[171 empty] | 373 | 12.9
[171 empty] | 374 | 12.8
[171 empty] | 375 | 12.7
[171 empty] | 376 | 12.6
[171 empty] | 377 | 12.5
[171 empty] | 378 | 12.4
[171 empty] | 379 | 12.3
[171 empty] | 380 | 12.2
[171 empty] | 381 | 12.1
[171 empty] | 382 | 12
[171 empty] | 383 | 11.9
[171 empty] | 384 | 11.8
[171 empty] | 385 | 11.7
[171 empty] | 386 | 11.6
[171 empty] | 387 | 11.5
[171 empty] | 388 | 11.4
[171 empty] | 389 | 11.3
[171 empty] | 390 | 11.2
[171 empty] | 391 | 11.1
[171 empty] | 392 | 11
[171 empty] | 393 | 10.9
[171 empty] | 394 | 10.8
[171 empty] | 395 | 10.7
[171 empty] | 396 | 10.6
[171 empty] | 397 | 10.5
[171 empty] | 398 | 10.4
[171 empty] | 399 | 10.3
[171 empty] | 400 | 10.2
[171 empty] | 401 | 10.1
[171 empty] | 402 | 10
[171 empty] | 403 | 9.9
[171 empty] | 404 | 9.8
[171 empty] | 405 | 9.7
[171 empty] | 406 | 9.6
[171 empty] | 407 | 9.5
[171 empty] | 408 | 9.4
[171 empty] | 409 | 9.3
[171 empty] | 410 | 9.2
[171 empty] | 411 | 9.1
[171 empty] | 412 | 9
[171 empty] | 413 | 8.9
[171 empty] | 414 | 8.8
[171 empty] | 415 | 8.7
[171 empty] | 416 | 8.6
[171 empty] | 417 | 8.5
[171 empty] | 418 | 8.4
[171 empty] | 419 | 8.3
[171 empty] | 420 | 8.2
[171 empty] | 421 | 8.1
[171 empty] | 422 | 8
[171 empty] | 423 | 7.9
[171 empty] | 424 | 7.8
[171 empty] | 425 | 7.7
[171 empty] | 426 | 7.6
[171 empty] | 427 | 7.5
[171 empty] | 428 | 7.4
[171 empty] | 429 | 7.3
[171 empty] | 430 | 7.2
[171 empty] | 431 | 7.1
[171 empty] | 432 | 7
[171 empty] | 433 | 6.9
[171 empty] | 434 | 6.8
[171 empty] | 435 | 6.7
[171 empty] | 436 | 6.6
[171 empty] | 437 | 6.5
[171 empty] | 438 | 6.4
[171 empty] | 439 | 6.3
[171 empty] | 440 | 6.2
[171 empty] | 441 | 6.1
[171 empty] | 442 | 6
[171 empty] | 443 | 5.9
[171 empty] | 444 | 5.8
[171 empty] | 445 | 5.7
[171 empty] | 446 | 5.6
[171 empty] | 447 | 5.5
[171 empty] | 448 | 5.4
[171 empty] | 449 | 5.3
[171 empty] | 450 | 5.2
[171 empty] | 451 | 5.1
[171 empty] | 452 | 5
[171 empty] | 453 | 4.9
[171 empty] | 454 | 4.8
[171 empty] | 455 | 4.7
[171 empty] | 456 | 4.6
[171 empty] | 457 | 4.5
[171 empty] | 458 | 4.4
[171 empty] | 459 | 4.3
[171 empty] | 460 | 4.2
[171 empty] | 461 | 4.1
[171 empty] | 462 | 4
[171 empty] | 463 | 3.9
[171 empty] | 464 | 3.8
[171 empty] | 465 | 3.7
[171 empty] | 466 | 3.6
[171 empty] | 467 | 3.5
[171 empty] | 468 | 3.4
[171 empty] | 469 | 3.3
[171 empty] | 470 | 3.2
[171 empty] | 471 | 3.1
[171 empty] | 472 | 3
[171 empty] | 473 | 2.9
[171 empty] | 474 | 2.8
[171 empty] | 475 | 2.7
[171 empty] | 476 | 2.6
[171 empty] | 477 | 2.5
[171 empty] | 478 | 2.4
[171 empty] | 479 | 2.3
[171 empty] | 480 | 2.2
[171 empty] | 481 | 2.1
[171 empty] | 482 | 2
[171 empty] | 483 | 1.9
[171 empty] | 484 | 1.8
[171 empty] | 485 | 1.7
[171 empty] | 486 | 1.6
[171 empty] | 487 | 1.5
[171 empty] | 488 | 1.4
[171 empty] | 489 | 1.3
[171 empty] | 490 | 1.2
[171 empty] | 491 | 1.1
[171 empty] | 492 | 1
Typical wall framing
Relatively simple wall
Clear-wall with only a few small windows & no doors
Insulation thermal resistance (primary frame) (m2K/W)
Note on DN3: 0 none 1 BevelBacked WB 2 Rusticated WB 3 FibreCement WB 4 FibreCement sheet 5 Profiled metal 6 Masonry Veneer 7 Plaster
Note on DR3: 0 none 1 un-framed insulation 2 timber frame 3 steel frame
Note on DV3: 0 none 1 7 mm plywood 2 13 mm plywood 3 6 mm fibrecement 4 7.5 mm fibrecement 5 9 mm fibrecement 6 10 mm HD plasterboard 7 13 mm HD plasterboard 8 R-0.38 insulated RAB
Note on DZ3: 1 90mm timber 2 140mm timber 3 90mm steel & thermal break 4 140mm steel & thermal break 5 190mm timber 6 140mm staggered 90mm timber 7 180mm staggered 90mm timber
Note on EE3: 0 none 1 7 mm plywood 2 13 mm plywood 3 10 mm plasterboard 4 13 mm plasterboard
Note on EI3: 0 none 1 un-framed insulation 2 timber frame offset 3 steel frame offset 4 timber frame inline 5 steel frame inline
Note on EM3: 0 none 1 7 mm plywood 2 13 mm plywood 3 10 mm plasterboard 4 13 mm plasterboard
Note on DT5: 0.01 - 3.00 steps 0.01
Note on EC5: 0 no insulation 1 medium R-value 2 high R-value
Note on EK5: 0.01 - 3.00 steps 0.01
Note on DN6: 0 no cavity 1 only cladding on cavity 2 cladding & ESIL on cavity
Note on DT6: 1 - 95 steps 1 mm
Note on EC6: 1 0.55 mm 2 0.75 mm 3 0.95 mm 4 1.15 mm
Note on EK6: 1 - 95 steps 1 mm
Note on DT7: 1.0 - 25.0 steps 0.1 %
Note on EK7: 1.0 - 25.0 steps 0.1 %
Note on DT8: 1 0.55 mm 2 0.75 mm 3 0.95 mm 4 1.15 mm
Note on EK8: 1 0.55 mm 2 0.75 mm 3 0.95 mm 4 1.15 mm
Note on DV11: 1.4 - 6.0 steps 0.1
Note on EK14: 1.8 - 2.8 2.4 - 3.4 / 3.4 - 4.4 3.6 - 4.6 / 4.6 - 5.6 3.9 - 4.9 / 4.9 - 5.9 steps 0.1
Note on EK17: 0 14 - 56 %
Note on EJ19: 1 frame manufacturer 2 from plans 3 nominal stud spacing 4 other
Note on EJ21: 1 all framing 2 all studs-nogs-plates 3 nogs & plates but excludes some studs
Note on EK25: 2.4 - 4.0 m steps 0.1 m
Note on EK26: 2.4 - 20.0 m steps 0.1 m
Note on EK27: 250 - 1200 mm steps 10 mm
Note on EK28: 0 - 6
Note on EK29: 0 - 10
Note on EK32: 1 - 50 % steps 0.1%
Note on EK35: 0 - 5.0 steps 0.1

## Timber floors
|  | 60 | 23 |  | 11011000000000100101101 |  |  | 2AJa | 2AJa | 2AJa |  |  |  | 110110000000001001011010 | 110110000000001001011010 |  | 60 | [13 empty] | 2 |  | P_blank3 | 13 |  |  | 1 |  |  | 1 |  |  | 3 |  |  | 1 |  |  | 1 | [8 empty] | 54 |  | FALSE |  | #VALUE! |  | Thermal resistance of suspended timber floor (m2K/W) | [6 empty] | 2AJa | [5 empty] | www.branz.co.nz/terms-conditions/ |  |  | v2_7 | PC |  | 2025-11-27 16:49
1 | A | 54 | 6 | 110110 | 11011000000000100101101 | 110110 | 54 | 2 | 6 | 2AJa | 2 | TRUE | 54 | 110110 | 110110000000001001011010 | 110110 | 54 | Cntrl5 |  | P_ST_O_S | P_ST_O_S | P_ST_O_S | P_ST_O_S | P_ST_O_D | P_ST_O_D | P_ST_O_D | P_ST_O_D | P_ST_I | P_ST_I |  | P_ST_O_D |  | 190 | 0 |  |  | 2 | set |  | 2 |  |  | 3 |  |  | 3 |  |  | 9 | [8 empty] | 6 |  | TRUE | [24 empty] | #VALUE! | #VALUE! | #VALUE! | #VALUE! | #VALUE! | #VALUE! | #VALUE! | #VALUE! | #VALUE! | #VALUE! | #VALUE! | #VALUE! | #VALUE! | #VALUE! | #VALUE! | #VALUE! | #VALUE! | #VALUE! | #VALUE! | #VALUE! | #VALUE! | #VALUE! | #VALUE! | #VALUE! | #VALUE! | #VALUE! | #VALUE! | #VALUE! | #VALUE! | #VALUE! | #VALUE! | #VALUE! | #VALUE! | #VALUE! | #VALUE! | #VALUE! | #VALUE! | #VALUE! | #VALUE! | #VALUE! | #VALUE! | #VALUE! | #VALUE! | #VALUE! | #VALUE! | #VALUE! | #VALUE! | #VALUE! | #VALUE! | #VALUE!
2 | B | 1 | 9 | 000000001 | 00000000100101101 | 000000 | 0 | A | 9 | AJa | A | TRUE | 0 | 000000 | 000000001001011010 | 000000001 | 1 | Cntrl4 | [12 empty] | 5 | [5 empty] | 1 | don't set |  | 3 |  |  | 6 |  |  | 6 |  |  | 452 | [8 empty] | 64 |  |  | Determine insulation |  |  |  | thickness (mm) |  | 65 | [17 empty] | #VALUE! | #VALUE! | #VALUE! | #VALUE! | #VALUE! | #VALUE! | #VALUE! | #VALUE! | #VALUE! | #VALUE! | #VALUE! | #VALUE! | #VALUE! | #VALUE! | #VALUE! | #VALUE! | #VALUE! | #VALUE! | #VALUE! | #VALUE! | #VALUE! | #VALUE! | #VALUE! | #VALUE! | #VALUE! | #VALUE! | #VALUE! | #VALUE! | #VALUE! | #VALUE! | #VALUE! | #VALUE! | #VALUE! | #VALUE! | #VALUE! | #VALUE! | #VALUE! | #VALUE! | #VALUE! | #VALUE! | #VALUE! | #VALUE! | #VALUE! | #VALUE! | #VALUE! | #VALUE! | #VALUE! | #VALUE! | #VALUE! | #VALUE!
3 | C | 1 | 3 | 001 | 00100101101 | 001001 | 9 | J | 3 | Ja | J | TRUE | 9 | 001001 | 001011010 | 001 | 1 | Cntrl3 | [13 empty] | k1 | k2 | k3 |  |  | 2 | set | [22 empty] | material thermal | [5 empty] | ------------- | = | 0.065 | thermal conductivity (W/m.K) | [7 empty] | Excludes thermal resistance of subfloor space and ground beneath. | [6 empty] | #VALUE! | #VALUE! | #VALUE! | #VALUE! | #VALUE! | #VALUE! | #VALUE! | #VALUE! | #VALUE! | #VALUE! | #VALUE! | #VALUE! | #VALUE! | #VALUE! | #VALUE! | #VALUE! | #VALUE! | #VALUE! | #VALUE! | #VALUE! | #VALUE! | #VALUE! | #VALUE! | #VALUE! | #VALUE! | #VALUE! | #VALUE! | #VALUE! | #VALUE! | #VALUE! | #VALUE! | #VALUE! | #VALUE! | #VALUE! | #VALUE! | #VALUE! | #VALUE! | #VALUE! | #VALUE! | #VALUE! | #VALUE! | #VALUE! | #VALUE! | #VALUE! | #VALUE! | #VALUE! | #VALUE! | #VALUE! | #VALUE! | #VALUE!
4 | D | 3 | 3 | 011 | 01101 | 011010 | 26 | a | 3 | a | a | FALSE | 26 | 011010 | 011010 | 011 | 3 | Cntrl1 | [13 empty] | -0.024732 | -0.045351 | -0.013742 | [26 empty] | conductivity |  |  |  | R-value (m2.K/W) |  | 1 | [10 empty] | Assumed blocking at 1.2m centres. | [6 empty] | #VALUE! | #VALUE! | #VALUE! | #VALUE! | #VALUE! | #VALUE! | #VALUE! | #VALUE! | #VALUE! | #VALUE! | #VALUE! | #VALUE! | #VALUE! | #VALUE! | #VALUE! | #VALUE! | #VALUE! | #VALUE! | #VALUE! | #VALUE! | #VALUE! | #VALUE! | #VALUE! | #VALUE! | #VALUE! | #VALUE! | #VALUE! | #VALUE! | #VALUE! | #VALUE! | #VALUE! | #VALUE! | #VALUE! | #VALUE! | #VALUE! | #VALUE! | #VALUE! | #VALUE! | #VALUE! | #VALUE! | #VALUE! | #VALUE! | #VALUE! | #VALUE! | #VALUE! | #VALUE! | #VALUE! | #VALUE! | #VALUE! | #VALUE!
5 | E | 1 | 2 | 01 |  |  |  |  | 2 | [5 empty] | 010 | 01 | 1 | Cntrl2 |  | joist 90 mm unlined | joist 90 mm lined | joist 140 mm lined | joist 140 mm lined | joist 190 mm lined | joist 190 mm unlined | joist 290 mm lined | joist 290 mm unlined | I-beam lined | I-beam unlined |  |  | 0.03575 | 0.059637 | 0.036582 | [50 empty] | #VALUE! | #VALUE! | #VALUE! | #VALUE! | #VALUE! | #VALUE! | #VALUE! | #VALUE! | #VALUE! | #VALUE! | #VALUE! | #VALUE! | #VALUE! | #VALUE! | #VALUE! | #VALUE! | #VALUE! | #VALUE! | #VALUE! | #VALUE! | #VALUE! | #VALUE! | #VALUE! | #VALUE! | #VALUE! | #VALUE! | #VALUE! | #VALUE! | #VALUE! | #VALUE! | #VALUE! | #VALUE! | #VALUE! | #VALUE! | #VALUE! | #VALUE! | #VALUE! | #VALUE! | #VALUE! | #VALUE! | #VALUE! | #VALUE! | #VALUE! | #VALUE! | #VALUE! | #VALUE! | #VALUE! | #VALUE! | #VALUE! | #VALUE!
6 | F | [30 empty] | -0.017632 | -0.025956 | -0.026093 | [41 empty] | #VALUE! |  | A sheltered subfloor space will provide addition thermal benefit | [6 empty] | #VALUE! | #VALUE! | #VALUE! | #VALUE! | #VALUE! | #VALUE! | #VALUE! | #VALUE! | #VALUE! | #VALUE! | #VALUE! | #VALUE! | #VALUE! | #VALUE! | #VALUE! | #VALUE! | #VALUE! | #VALUE! | #VALUE! | #VALUE! | #VALUE! | #VALUE! | #VALUE! | #VALUE! | #VALUE! | #VALUE! | #VALUE! | #VALUE! | #VALUE! | #VALUE! | #VALUE! | #VALUE! | #VALUE! | #VALUE! | #VALUE! | #VALUE! | #VALUE! | #VALUE! | #VALUE! | #VALUE! | #VALUE! | #VALUE! | #VALUE! | #VALUE! | #VALUE! | #VALUE! | #VALUE! | #VALUE! | #VALUE! | #VALUE!
7 | G | [17 empty] | thickness | 90 | 90 | 140 | 140 | 190 | 190 | 290 | 290 | 225 | 225 |  |  | -0.40909 | -0.20893 | -0.28092 | [25 empty] | FALSE |  | Target floor thermal resistance (m2K/W) |  | Joist or Ibeam & height |  |  | 2 | joist 190 mm |  |  | Joist spacing (mm) |  | 1 | 600 | [10 empty] | #VALUE! | #VALUE! | #VALUE! | #VALUE! | #VALUE! | #VALUE! | #VALUE! | #VALUE! | #VALUE! | #VALUE! | #VALUE! | #VALUE! | #VALUE! | #VALUE! | #VALUE! | #VALUE! | #VALUE! | #VALUE! | #VALUE! | #VALUE! | #VALUE! | #VALUE! | #VALUE! | #VALUE! | #VALUE! | #VALUE! | #VALUE! | #VALUE! | #VALUE! | #VALUE! | #VALUE! | #VALUE! | #VALUE! | #VALUE! | #VALUE! | #VALUE! | #VALUE! | #VALUE! | #VALUE! | #VALUE! | #VALUE! | #VALUE! | #VALUE! | #VALUE! | #VALUE! | #VALUE! | #VALUE! | #VALUE! | #VALUE! | #VALUE!
8 | H | [30 empty] | 0.61894 | 0.35818 | 0.34706 | [25 empty] | FALSE | [17 empty] | Changing the thermal conductivity of the insulation material has an | [6 empty] | #VALUE! | #VALUE! | #VALUE! | #VALUE! | #VALUE! | #VALUE! | #VALUE! | #VALUE! | #VALUE! | #VALUE! | #VALUE! | #VALUE! | #VALUE! | #VALUE! | #VALUE! | #VALUE! | #VALUE! | #VALUE! | #VALUE! | #VALUE! | #VALUE! | #VALUE! | #VALUE! | #VALUE! | #VALUE! | #VALUE! | #VALUE! | #VALUE! | #VALUE! | #VALUE! | #VALUE! | #VALUE! | #VALUE! | #VALUE! | #VALUE! | #VALUE! | #VALUE! | #VALUE! | #VALUE! | #VALUE! | #VALUE! | #VALUE! | #VALUE! | #VALUE! | #VALUE! | #VALUE! | #VALUE! | #VALUE! | #VALUE! | #VALUE!
9 | I | [17 empty] | k1 | 0.05 | 0.05 | 0.05 | 0.05 | 0.063 | 0.063 | 0.063 | 0.063 | 0.063 | 0.063 |  |  | 0.69898 | 0.80623 | 0.8665 | [25 empty] | FALSE |  |  |  | Insulation conductivity |  |  | 0.045 | 0.065 |  |  | Insulation R-value |  | 4 | 1.9 |  |  |  | impact on the overall R-value. The 90 & 140 mm joist cases have | [6 empty] | #VALUE! | #VALUE! | #VALUE! | #VALUE! | #VALUE! | #VALUE! | #VALUE! | #VALUE! | #VALUE! | #VALUE! | #VALUE! | #VALUE! | #VALUE! | #VALUE! | #VALUE! | #VALUE! | #VALUE! | #VALUE! | #VALUE! | #VALUE! | #VALUE! | #VALUE! | #VALUE! | #VALUE! | #VALUE! | #VALUE! | #VALUE! | #VALUE! | #VALUE! | #VALUE! | #VALUE! | #VALUE! | #VALUE! | #VALUE! | #VALUE! | #VALUE! | #VALUE! | #VALUE! | #VALUE! | #VALUE! | #VALUE! | #VALUE! | #VALUE! | #VALUE! | #VALUE! | #VALUE! | #VALUE! | #VALUE! | #VALUE! | #VALUE!
10 | J | [17 empty] | k2 | 0.04 | 0.04 | 0.04 | 0.04 | 0.05 | 0.05 | 0.05 | 0.05 | 0.05 | 0.05 |  |  | 0.067655 | -0.099828 | 0.0746 | [25 empty] | FALSE |  | 2.5 | 1.6 | [14 empty] | lower conductivity selections for the insulation. | [16 empty] | #VALUE! | #VALUE! | #VALUE! | #VALUE! | #VALUE! | #VALUE! | #VALUE! | #VALUE! | #VALUE! | #VALUE! | #VALUE! | #VALUE! | #VALUE! | #VALUE! | #VALUE! | #VALUE! | #VALUE! | #VALUE! | #VALUE! | #VALUE! | #VALUE! | #VALUE! | #VALUE! | #VALUE! | #VALUE! | #VALUE! | #VALUE! | #VALUE! | #VALUE! | #VALUE! | #VALUE! | #VALUE! | #VALUE! | #VALUE! | #VALUE! | #VALUE! | #VALUE! | #VALUE! | #VALUE! | #VALUE!
11 | K | [17 empty] | k3 | 0.032 | 0.032 | 0.032 | 0.032 | 0.04 | 0.04 | 0.04 | 0.04 | 0.04 | 0.04 |  |  | -0.11142 | 0.091047 | -0.0339 | [25 empty] | FALSE |  |  |  | Bottom of joists unlined or lined |  |  | 0 | un-lined |  |  | Floor thermal resistance |  | 1.9692 | [21 empty] | #VALUE! | #VALUE! | #VALUE! | #VALUE! | #VALUE! | #VALUE! | #VALUE! | #VALUE! | #VALUE! | #VALUE! | #VALUE! | #VALUE! | #VALUE! | #VALUE! | #VALUE! | #VALUE! | #VALUE! | #VALUE! | #VALUE! | #VALUE! | #VALUE! | #VALUE! | #VALUE! | #VALUE! | #VALUE! | #VALUE! | #VALUE! | #VALUE! | #VALUE! | #VALUE! | #VALUE! | #VALUE! | #VALUE! | #VALUE! | #VALUE! | #VALUE! | #VALUE! | #VALUE! | #VALUE! | #VALUE!
12 | L | [30 empty] | 0.3439 | 0.28952 | 0.30243 | [43 empty] | An enclosed subfloor space is recommended when there is no lining | [16 empty] | #VALUE! | #VALUE! | #VALUE! | #VALUE! | #VALUE! | #VALUE! | #VALUE! | #VALUE! | #VALUE! | #VALUE! | #VALUE! | #VALUE! | #VALUE! | #VALUE! | #VALUE! | #VALUE! | #VALUE! | #VALUE! | #VALUE! | #VALUE! | #VALUE! | #VALUE! | #VALUE! | #VALUE! | #VALUE! | #VALUE! | #VALUE! | #VALUE! | #VALUE! | #VALUE! | #VALUE! | #VALUE! | #VALUE! | #VALUE! | #VALUE! | #VALUE! | #VALUE! | #VALUE! | #VALUE! | #VALUE!
13 | M | [17 empty] | k1 | -0.085145 | 0.25529 | -0.047969 | -0.0072633 | -0.024732 | -0.077989 | 0.002767 | -0.04529 | -0.0021991 | -0.049126 |  | -0.024732 | [46 empty] | to the underside of the floor joists. Alternatively, use either higher | [16 empty] | #VALUE! | #VALUE! | #VALUE! | #VALUE! | #VALUE! | #VALUE! | #VALUE! | #VALUE! | #VALUE! | #VALUE! | #VALUE! | #VALUE! | #VALUE! | #VALUE! | #VALUE! | #VALUE! | #VALUE! | #VALUE! | #VALUE! | #VALUE! | #VALUE! | #VALUE! | #VALUE! | #VALUE! | #VALUE! | #VALUE! | #VALUE! | #VALUE! | #VALUE! | #VALUE! | #VALUE! | #VALUE! | #VALUE! | #VALUE! | #VALUE! | #VALUE! | #VALUE! | #VALUE! | #VALUE! | #VALUE!
14 | N | [18 empty] | 0.14107 | -0.34807 | 0.066825 | -0.040556 | 0.03575 | 0.068984 | 0.00102 | 0.048621 | 0.01014 | 0.06854 |  | 0.03575 | [26 empty] | 12 | 24 | [18 empty] | density or faced insulation, incl. rigid & semi-rigid foams. | [16 empty] | #VALUE! | #VALUE! | #VALUE! | #VALUE! | #VALUE! | #VALUE! | #VALUE! | #VALUE! | #VALUE! | #VALUE! | #VALUE! | #VALUE! | #VALUE! | #VALUE! | #VALUE! | #VALUE! | #VALUE! | #VALUE! | #VALUE! | #VALUE! | #VALUE! | #VALUE! | #VALUE! | #VALUE! | #VALUE! | #VALUE! | #VALUE! | #VALUE! | #VALUE! | #VALUE! | #VALUE! | #VALUE! | #VALUE! | #VALUE! | #VALUE! | #VALUE! | #VALUE! | #VALUE! | #VALUE! | #VALUE!
15 | O | [18 empty] | -0.080659 | 0.003747 | -0.031474 | 0.01689 | -0.017632 | -0.012787 | -0.0037416 | -0.0084952 | -0.0088647 | -0.041722 |  | -0.017632 | [30 empty] | Insulation |  | joist spacing (m) |  |  |  |  | Insulation |  | joist spacing (m) | [33 empty] | #VALUE! | #VALUE! | #VALUE! | #VALUE! | #VALUE! | #VALUE! | #VALUE! | #VALUE! | #VALUE! | #VALUE! | #VALUE! | #VALUE! | #VALUE! | #VALUE! | #VALUE! | #VALUE! | #VALUE! | #VALUE! | #VALUE! | #VALUE! | #VALUE! | #VALUE! | #VALUE! | #VALUE! | #VALUE! | #VALUE! | #VALUE! | #VALUE! | #VALUE! | #VALUE!
16 | P | [18 empty] | -0.30316 | -1.6418 | -0.39371 | -0.71659 | -0.40909 | -0.18172 | -0.57114 | -0.2053 | -0.54502 | 0.11266 |  | -0.40909 | [8 empty] | 2 | 1 |  | 1 | 3 | 5 | 3 | 0.6 |  | 4 | 0.065 | 600 |  |  |  | 6 |  |  | 5 | [19 empty] | H1/AS1 5th ed. Schedule method R 2.5 in climate zones 1-3 | [26 empty] | #VALUE! | #VALUE! | #VALUE! | #VALUE! | #VALUE! | #VALUE! | #VALUE! | #VALUE! | #VALUE! | #VALUE! | #VALUE! | #VALUE! | #VALUE! | #VALUE! | #VALUE! | #VALUE! | #VALUE! | #VALUE! | #VALUE! | #VALUE! | #VALUE! | #VALUE! | #VALUE! | #VALUE! | #VALUE! | #VALUE! | #VALUE! | #VALUE! | #VALUE! | #VALUE!
17 | Q | [18 empty] | 0.40093 | 2.2858 | 0.61509 | 1.3258 | 0.61894 | 0.54423 | 0.81644 | 0.47904 | 0.76668 | -0.13594 |  | 0.61894 | [7 empty] | 2 | 2 | un-lined | 3 | 4 | joist 190 mm | 2 | 2 | 600 | 202 | 2 | 0.065 | 0.065 |  |  | 49 | 58 | 1.6 | 34 | 55 | 1.9 |  |  | thickness | R-value | 400 | 450 | 500 | 550 | 600 | thickness | R-value | 400 | 450 | 500 | 550 | 600 |  |  |  | R 2.8 in zone 4 | [25 empty] | #VALUE! | #VALUE! | #VALUE! | #VALUE! | #VALUE! | #VALUE! | #VALUE! | #VALUE! | #VALUE! | #VALUE! | #VALUE! | #VALUE! | #VALUE! | #VALUE! | #VALUE! | #VALUE! | #VALUE! | #VALUE! | #VALUE! | #VALUE! | #VALUE! | #VALUE! | #VALUE! | #VALUE! | #VALUE! | #VALUE! | #VALUE! | #VALUE! | #VALUE! | #VALUE!
18 | R | [18 empty] | 0.85487 | 0.4195 | 0.69619 | 0.34565 | 0.69898 | 0.60051 | 0.62502 | 0.61908 | 0.65267 | 1.091 |  | 0.69898 | [8 empty] | 1 |  |  | 1 |  |  | 1 |  |  | 1 | [5 empty] | 1 |  |  | 1 | [20 empty] | R 3.0 in zones 5& 6 | [25 empty] | #VALUE! | #VALUE! | #VALUE! | #VALUE! | #VALUE! | #VALUE! | #VALUE! | #VALUE! | #VALUE! | #VALUE! | #VALUE! | #VALUE! | #VALUE! | #VALUE! | #VALUE! | #VALUE! | #VALUE! | #VALUE! | #VALUE! | #VALUE! | #VALUE! | #VALUE! | #VALUE! | #VALUE! | #VALUE! | #VALUE! | #VALUE! | #VALUE! | #VALUE! | #VALUE!
19 | S | [18 empty] | -0.041351 | 1.06 | 0.032158 | 0.4169 | 0.067655 | -0.12221 | 0.24601 | -0.16299 | 0.24359 | -0.50103 |  | 0.067655 | [8 empty] | 2 | un-lined |  | 2 | joist 90 mm |  | 2 | 600 | 0.065 | 2 | 0.065 | 6.537 | 2.7566 | 7.2 |  | 2 | 2.8 |  | 2 | 2.8 | [45 empty] | #VALUE! | #VALUE! | #VALUE! | #VALUE! | #VALUE! | #VALUE! | #VALUE! | #VALUE! | #VALUE! | #VALUE! | #VALUE! | #VALUE! | #VALUE! | #VALUE! | #VALUE! | #VALUE! | #VALUE! | #VALUE! | #VALUE! | #VALUE! | #VALUE! | #VALUE! | #VALUE! | #VALUE! | #VALUE! | #VALUE! | #VALUE! | #VALUE! | #VALUE! | #VALUE!
20 | T | [18 empty] | 0.099364 | -1.3739 | -0.074347 | -0.82165 | -0.11142 | -0.085283 | -0.32833 | 0.07003 | -0.29719 | 0.7245 |  | -0.11142 | [8 empty] | 3 | lined |  | 3 | joist 140 mm |  | 3 | 550 | 0.0649 | 3 | 0.0649 | 6.4523 | 2.7566 | 7.1 |  | 3 | 2.8 |  | 3 | 2.8 | [55 empty] | #VALUE! | #VALUE! | #VALUE! | #VALUE! | #VALUE! | #VALUE! | #VALUE! | #VALUE! | #VALUE! | #VALUE! | #VALUE! | #VALUE! | #VALUE! | #VALUE! | #VALUE! | #VALUE! | #VALUE! | #VALUE! | #VALUE! | #VALUE!
21 | U | [18 empty] | 0.17006 | 0.79672 | 0.30003 | 0.93257 | 0.3439 | 0.73302 | 0.42405 | 0.69282 | 0.39879 | 0.11135 |  | 0.3439 | [11 empty] | 4 | joist 190 mm |  | 4 | 500 | 0.0648 | 4 | 0.0648 | 6.3676 | 2.7566 | 7.0 |  | 4 | 2.8 |  | 4 | 2.8 | [55 empty] | #VALUE! | #VALUE! | #VALUE! | #VALUE! | #VALUE! | #VALUE! | #VALUE! | #VALUE! | #VALUE! | #VALUE! | #VALUE! | #VALUE! | #VALUE! | #VALUE! | #VALUE! | #VALUE! | #VALUE! | #VALUE! | #VALUE! | #VALUE!
22 | V | [17 empty] | k2 | -0.25309 | 0.23049 | -0.086631 | -0.0043921 | -0.045351 | -0.062041 | -0.0072525 | -0.047959 | -0.0061161 | -0.070804 |  | -0.045351 | [11 empty] | 5 | joist 290 mm |  | 5 | 450 | 0.0647 | 5 | 0.0647 | 6.2829 | 2.7566 | 6.9 |  | 5 | 2.8 |  | 5 | 2.8 | [18 empty] | Ground / airspace under suspended timber floor |  | ______floor area (m2)_________ | [34 empty] | #VALUE! | #VALUE! | #VALUE! | #VALUE! | #VALUE! | #VALUE! | #VALUE! | #VALUE! | #VALUE! | #VALUE! | #VALUE! | #VALUE! | #VALUE! | #VALUE! | #VALUE! | #VALUE! | #VALUE! | #VALUE! | #VALUE! | #VALUE!
23 | W | [18 empty] | 0.36445 | -0.33078 | 0.11343 | -0.046614 | 0.059637 | 0.057355 | 0.011916 | 0.053231 | 0.016344 | 0.10025 |  | 0.059637 | [11 empty] | 6 | I-beam 225 mm |  | 6 | 400 | 0.0646 | 6 | 0.0646 | 6.1981 | 2.7566 | 6.8 |  | 6 | 2.8 |  | 6 | 2.8 | [20 empty] | floor perimeter length (m) | [34 empty] | #VALUE! | #VALUE! | #VALUE! | #VALUE! | #VALUE! | #VALUE! | #VALUE! | #VALUE! | #VALUE! | #VALUE!
24 | X | [18 empty] | -0.17416 | -0.061912 | -0.047912 | -0.014073 | -0.025956 | -0.027737 | -0.0067544 | -0.016629 | -0.011809 | -0.06714 |  | -0.025956 | [16 empty] | 0.0645 | 7 | 0.0645 | 6.1132 | 2.7566 | 6.7 |  | 7 | 2.8 |  | 7 | 2.8 | [20 empty] | 1 | 2 | 3 | 4 | 5 | [30 empty] | #VALUE! | #VALUE! | #VALUE! | #VALUE! | #VALUE! | #VALUE! | #VALUE! | #VALUE! | #VALUE! | #VALUE!
25 | Y | [18 empty] | 0.34831 | -1.2783 | -0.13116 | -0.63601 | -0.20893 | -0.21535 | -0.3896 | -0.13302 | -0.41074 | 0.21528 |  | -0.20893 | [16 empty] | 0.0644 | 8 | 0.0644 | 6.0282 | 2.7566 | 6.6 |  | 8 | 2.8 |  | 8 | 2.8 | [18 empty] | Continuous perimeter wall, sheltered from wind |  | R-value of subfloor space and ground | [34 empty] | #VALUE! | #VALUE! | #VALUE! | #VALUE! | #VALUE! | #VALUE! | #VALUE! | #VALUE! | #VALUE! | #VALUE!
26 | Z | [18 empty] | -0.46038 | 1.8486 | 0.27753 | 1.1639 | 0.35818 | 0.4916 | 0.57735 | 0.33863 | 0.57254 | -0.29057 |  | 0.35818 | [16 empty] | 0.0643 | 9 | 0.0643 | 5.9432 | 2.7566 | 6.5 |  | 9 | 2.8 |  | 9 | 2.8 | [18 empty] | (e.g. garage or foundation wall with vents) |  | 0.1 | 0.2 | 0.3 | 0.4 | 0.5 | [30 empty] | #VALUE! | #VALUE! | #VALUE! | #VALUE! | #VALUE! | #VALUE! | #VALUE! | #VALUE! | #VALUE! | #VALUE!
27 | a | [18 empty] | 1.2069 | 0.6508 | 0.82674 | 0.56744 | 0.80623 | 0.74067 | 0.72232 | 0.75076 | 0.74144 | 1.2104 |  | 0.80623 | [16 empty] | 0.0642 | 10 | 0.0642 | 5.8582 | 2.7566 | 6.4 |  | 10 | 2.8 |  | 10 | 2.8 | [18 empty] | Continuous perimeter wall, exposed to wind | [36 empty] | #VALUE! | #VALUE! | #VALUE! | #VALUE! | #VALUE! | #VALUE! | #VALUE! | #VALUE! | #VALUE! | #VALUE!
28 | b | [18 empty] | -0.55844 | 0.67349 | -0.22691 | 0.38824 | -0.099828 | 0.0097796 | 0.10496 | -0.16769 | 0.12824 | -0.45771 |  | -0.099828 | [16 empty] | 0.0641 | 11 | 0.0641 | 5.7731 | 2.7566 | 6.3 |  | 11 | 2.8 |  | 11 | 2.8 | [18 empty] | (e.g. slats with gaps between slats) |  | 0.05 | 0.11 | 0.17 | 0.22 | 0.28 | [30 empty] | #VALUE! | #VALUE! | #VALUE! | #VALUE! | #VALUE! | #VALUE! | #VALUE! | #VALUE! | #VALUE! | #VALUE!
29 | c | [18 empty] | 0.76672 | -0.93799 | 0.24328 | -0.72496 | 0.091047 | -0.16437 | -0.14867 | 0.091081 | -0.14476 | 0.65503 |  | 0.091047 | [16 empty] | 0.064 | 12 | 0.064 | 5.6879 | 2.7566 | 6.2 |  | 12 | 2.8 |  | 12 | 2.8 | [18 empty] | Exposed floor | [36 empty] | #VALUE! | #VALUE! | #VALUE! | #VALUE! | #VALUE! | #VALUE! | #VALUE! | #VALUE! | #VALUE! | #VALUE!
30 | d | [18 empty] | -0.061035 | 0.68564 | 0.21651 | 0.7692 | 0.28952 | 0.6629 | 0.37531 | 0.62184 | 0.35683 | 0.13989 |  | 0.28952 | [16 empty] | 0.0639 | 13 | 0.0639 | 5.6026 | 2.7566 | 6.1 |  | 13 | 2.8 |  | 13 | 2.8 |  |  | 188.5 | 2.8 | 2.6783 | 2.7323 | 2.7779 | 2.8151 | 2.8438 | [9 empty] | (e.g. pole house) |  | 0 | 0 | 0 | 0.01 | 0.01
31 | e | [17 empty] | k3 | -0.44898 | 0.22449 | -0.11662 | 0.094451 | -0.013742 | -0.10459 | 0.0070013 | -0.050981 | -9.0323e-06 | -0.10571 |  | -0.013742 | [16 empty] | 0.0638 | 14 | 0.0638 | 5.5173 | 2.7566 | 6.0 |  | 14 | 2.8 |  | 14 | 2.8 |  |  | 182 | 2.8 | 2.5978 | 2.6497 | 2.6934 | 2.7291 | 2.7566
32 | f | [18 empty] | 0.70327 | -0.28592 | 0.15977 | -0.15396 | 0.036582 | 0.11029 | -0.0013875 | 0.063116 | 0.01252 | 0.15348 |  | 0.036582 | [16 empty] | 0.0637 | 15 | 0.0637 | 5.432 | 2.7566 | 5.9 |  | 15 | 2.8 |  | 15 | 2.8 |  |  | 175.5 | 2.7 | 2.5173 | 2.5669 | 2.6088 | 2.643 | 2.6694
33 | g | [18 empty] | -0.35857 | 0.13057 | -0.071452 | -0.06519 | -0.026093 | -0.077865 | -0.0042927 | -0.031027 | -0.012692 | -0.11603 |  | -0.026093 | [16 empty] | 0.0636 | 16 | 0.0636 | 5.3466 | 2.7566 | 5.8 |  | 16 | 2.8 |  | 16 | 2.8 |  |  | 169 | 2.6 | 2.4366 | 2.4841 | 2.5242 | 2.5568 | 2.582
34 | h |  |  |  | Timber floors | [14 empty] | 0.88816 | -1.0184 | 0.039184 | -0.92005 | -0.28092 | 0.013206 | -0.37241 | -0.069738 | -0.34312 | 0.34491 |  | -0.28092 | [16 empty] | 0.0635 | 17 | 0.0635 | 5.2611 | 2.7566 | 5.7 |  | 17 | 2.8 |  | 17 | 2.8 |  |  | 162.5 | 2.5 | 2.3559 | 2.4012 | 2.4394 | 2.4706 | 2.4947
35 | i |  |  |  | reference | 2AJa | [13 empty] | -1.4291 | 1.3623 | 0.0061061 | 1.397 | 0.34706 | 0.16826 | 0.50305 | 0.18393 | 0.44723 | -0.49225 |  | 0.34706 | [16 empty] | 0.0634 | 18 | 0.0634 | 5.1756 | 2.7566 | 5.6 |  | 18 | 2.8 |  | 18 | 2.8 |  |  | 156 | 2.4 | 2.2751 | 2.3182 | 2.3546 | 2.3843 | 2.4072
36 | j |  |  |  | Joist or Ibeam & height | joist 190 mm | [13 empty] | 1.7435 | -0.056989 | 0.96721 | 0.81167 | 0.8665 | 0.99129 | 0.78269 | 0.89439 | 0.81507 | 1.3942 |  | 0.8665 | [16 empty] | 0.0633 | 19 | 0.0633 | 5.09 | 2.7566 | 5.5 |  | 19 | 2.8 |  | 19 | 2.8 |  |  | 149.5 | 2.3 | 2.1942 | 2.2352 | 2.2698 | 2.298 | 2.3198
37 | k |  |  |  | Insulation conductivity | 0.065 | [13 empty] | -0.81869 | 0.44163 | -0.29943 | 0.67494 | 0.0746 | -0.11781 | 0.16007 | -0.093795 | 0.14267 | -0.44221 |  | 0.0746 | [16 empty] | 0.0632 | 20 | 0.0632 | 5.0043 | 2.7566 | 5.4 |  | 20 | 2.8 |  | 20 | 2.8 |  |  | 143 | 2.2 | 2.1132 | 2.152 | 2.1848 | 2.2115 | 2.2322
38 | l |  |  |  | Bottom of joists unlined or lined | un-lined | [13 empty] | 1.3036 | -0.53234 | 0.38178 | -0.98319 | -0.0339 | 0.0079572 | -0.17764 | 0.063528 | -0.13625 | 0.6369 |  | -0.0339 | [16 empty] | 0.0631 | 21 | 0.0631 | 4.9186 | 2.7566 | 5.3 |  | 21 | 2.8 |  | 21 | 2.8 |  |  | 136.5 | 2.1 | 2.0321 | 2.0688 | 2.0998 | 2.1251 | 2.1446
39 | m |  |  |  | Joist spacing (mm) | 600 | [13 empty] | -0.36145 | 1.357 | 0.1535 | 0.61523 | 0.30243 | 0.51027 | 0.37736 | 0.56121 | 0.35092 | 0.098744 |  | 0.30243 | [16 empty] | 0.063 | 22 | 0.063 | 4.8328 | 2.7566 | 5.2 |  | 22 | 2.8 |  | 22 | 2.8 |  |  | 130 | 2.0 | 1.951 | 1.9855 | 2.0147 | 2.0385 | 2.0569
40 | n |  |  |  | Insulation R-value | 1.9 | [41 empty] | 0.0629 | 23 | 0.0629 | 4.747 | 2.7566 | 5.1 |  | 23 | 2.8 |  | 23 | 2.8 |  |  | 123.5 | 1.9 | 1.8698 | 1.9022 | 1.9296 | 1.9519 | 1.9692
41 | o |  |  |  | Floor thermal resistance | 1.9692 | [14 empty] | 6 | 6.0 | 8.5 | 8.5 |  | 3.5 | 3.5 | [20 empty] | 0.0628 | 24 | 0.0628 | 4.6611 | 2.7566 | 5.0 |  | 24 | 2.8 |  | 24 | 2.8 |  |  | 117 | 1.8 | 1.7884 | 1.8187 | 1.8443 | 1.8652 | 1.8814
42 | p | [19 empty] | 5.9 | 5.9 | 8.4 | 8.4 |  | 3.4 | 3.4 | [20 empty] | 0.0627 | 25 | 0.0627 | 4.5752 | 2.7566 | 4.9 |  | 25 | 2.8 |  | 25 | 2.8 |  |  | 110.5 | 1.7 | 1.707 | 1.7352 | 1.759 | 1.7785 | 1.7936
43 | q | [19 empty] | 5.8 | 5.8 | 8.3 | 8.3 |  | 3.3 | 3.3 | [20 empty] | 0.0626 | 26 | 0.0626 | 4.4892 | 2.7566 | 4.8 |  | 26 | 2.8 |  | 26 | 2.8 |  |  | 104 | 1.6 | 1.6256 | 1.6516 | 1.6736 | 1.6917 | 1.7057
44 | r | [19 empty] | 5.7 | 5.7 | 8.2 | 8.2 |  | 3.2 | 3.2 |  | P_ST_O_S | [18 empty] | 0.0625 | 27 | 0.0625 | 4.4031 | 2.7566 | 4.7 |  | 27 | 2.8 |  | 27 | 2.8 |  |  | 97.5 | 1.5 | 1.544 | 1.5679 | 1.5882 | 1.6048 | 1.6177
45 | s | [19 empty] | 5.6 | 5.6 | 8.1 | 8.1 |  | 3.1 | 3.1 |  | P_ST_O_D | [18 empty] | 0.0624 | 28 | 0.0624 | 4.317 | 2.7566 | 4.6 |  | 28 | 2.8 |  | 28 | 2.8 |  |  | 91 | 1.4 | 1.4623 | 1.4841 | 1.5026 | 1.5178 | 1.5297
46 | t | [19 empty] | 5.5 | 5.5 | 8 | 8.0 |  | 3 | 3.0 |  | P_ST_L | [18 empty] | 0.0623 | 29 | 0.0623 | 4.2308 | 2.7566 | 4.5 |  | 29 | 2.8 |  | 29 | 2.8 |  |  | 84.5 | 1.3 | 1.3806 | 1.4003 | 1.417 | 1.4308 | 1.4416
47 | u | [19 empty] | 5.4 | 5.4 | 7.9 | 7.9 |  | 2.9 | 2.9 |  | P_ST_I | [18 empty] | 0.0622 | 30 | 0.0622 | 4.1446 | 2.7566 | 4.4 |  | 30 | 2.8 |  | 30 | 2.8 |  |  | 78 | 1.2 | 1.2988 | 1.3164 | 1.3314 | 1.3437 | 1.3535
48 | v | [19 empty] | 5.3 | 5.3 | 7.8 | 7.8 |  | 2.8 | 2.8 | [20 empty] | 0.0621 | 31 | 0.0621 | 4.0583 | 2.7566 | 4.3 |  | 31 | 2.8 |  | 31 | 2.8 |  |  | 71.5 | 1.1 | 1.2169 | 1.2324 | 1.2456 | 1.2566 | 1.2653
49 | w | [19 empty] | 5.2 | 5.2 | 7.7 | 7.7 |  | 2.7 | 2.7 | [20 empty] | 0.062 | 32 | 0.062 | 3.9719 | 2.7566 | 4.2 |  | 32 | 2.8 |  | 32 | 2.8 |  |  | 65 | 1.0 | 1.1349 | 1.1483 | 1.1598 | 1.1694 | 1.177
50 | x | [19 empty] | 5.1 | 5.1 | 7.6 | 7.6 |  | 2.6 | 2.6 |  | 3 |  | P_blank3 | [5 empty] | 2 | P_ST_O_D | [9 empty] | 0.0619 | 33 | 0.0619 | 3.8855 | 2.7566 | 4.1 |  | 33 | 2.8 |  | 33 | 2.8
51 | y | [19 empty] | 5 | 5.0 | 7.5 | 7.5 |  | 2.5 | 2.5 |  | 1 |  | P_blank | [5 empty] | 1 | P_ST_O_S | [9 empty] | 0.0618 | 34 | 0.0618 | 3.799 | 2.7566 | 4.0 |  | 34 | 2.8 |  | 34 | 2.8
52 | z | [19 empty] | 4.9 | 4.9 | 7.4 | 7.4 |  | 2.4 | 2.4 |  | 2 |  | P_blank2 | [5 empty] | 2 | P_ST_O_D | [9 empty] | 0.0617 | 35 | 0.0617 | 3.7124 | 2.7566 | 3.9 |  | 35 | 2.8 |  | 35 | 2.8 |  |  | The conductivity calculated in the top display box can be copied and pasted over the pull-down selection of conductivity for a segment. After copying, select all of the number in the target box and paste.
53 | 0 | [19 empty] | 4.8 | 4.8 | 7.3 | 7.3 |  | 2.3 | 2.3 |  | 3 |  | P_blank3 | [5 empty] | 3 | P_ST_I | [9 empty] | 0.0616 | 36 | 0.0616 | 3.6259 | 2.7566 | 3.8 |  | 36 | 2.8 |  | 36 | 2.8 |  |  | This can also be done with the thickness entered into the top entry box.
54 | 1 | [19 empty] | 4.7 | 4.7 | 7.2 | 7.2 |  | 2.2 | 2.2 |  | 4 |  | P_RP_SIL2 | [5 empty] | 4 | [10 empty] | 0.0615 | 37 | 0.0615 | 3.5392 | 2.7566 | 3.7 |  | 37 | 2.8 |  | 37 | 2.8
55 | 2 | [19 empty] | 4.6 | 4.6 | 7.1 | 7.1 |  | 2.1 | 2.1 |  | 5 |  | P_RS_S_SIL | [5 empty] | 5 | [10 empty] | 0.0614 | 38 | 0.0614 | 3.4525 | 2.7566 | 3.6 |  | 38 | 2.8 |  | 38 | 2.8
56 | 3 | [19 empty] | 4.5 | 4.5 | 7 | 7.0 |  | 2 | 2.0 |  | 6 |  | P_PS_O_a | [5 empty] | 6 | [10 empty] | 0.0613 | 39 | 0.0613 | 3.3657 | 2.7566 | 3.5 |  | 39 | 2.8 |  | 39 | 2.8
57 | 4 | [19 empty] | 4.4 | 4.4 | 6.9 | 6.9 |  | 1.9 | 1.9 |  | 7 |  | P_PS_O_b | [5 empty] | 7 | [10 empty] | 0.0612 | 40 | 0.0612 | 3.2789 | 2.7566 | 3.4 |  | 40 | 2.8 |  | 40 | 2.8
58 | 5 | [19 empty] | 4.3 | 4.3 | 6.8 | 6.8 |  | 1.8 | 1.8 |  | 8 |  | P_PS_O_c | [5 empty] | 8 | [10 empty] | 0.0611 | 41 | 0.0611 | 3.192 | 2.7566 | 3.3 |  | 41 | 2.8 |  | 41 | 2.8
59 | 6 | [19 empty] | 4.2 | 4.2 | 6.7 | 6.7 |  | 1.7 | 1.7 |  | 9 |  | P_PS_O_T | [5 empty] | 9 | [10 empty] | 0.061 | 42 | 0.061 | 3.105 | 2.7566 | 3.2 |  | 42 | 2.8 |  | 42 | 2.8
60 | 7 | [19 empty] | 4.1 | 4.1 | 6.6 | 6.6 |  | 1.6 | 1.6 |  | 10 |  | W_staggered | [5 empty] | 10 | [10 empty] | 0.0609 | 43 | 0.0609 | 3.018 | 2.7566 | 3.1 |  | 43 | 2.8 |  | 43 | 2.8
61 | 8 | [19 empty] | 4 | 4.0 | 6.5 | 6.5 |  | 1.5 | 1.5 |  | 11 |  | W_ISIL_M | [5 empty] | 11 | [10 empty] | 0.0608 | 44 | 0.0608 | 2.9309 | 2.7566 | 3.0 |  | 44 | 2.8 |  | 44 | 2.8
62 | 9 | [19 empty] | 3.9 | 3.9 | 6.4 | 6.4 |  | 1.4 | 1.4 |  | 12 |  | W_T_RAB | [5 empty] | 12 | [10 empty] | 0.0607 | 45 | 0.0607 | 2.8438 | 2.7566 | 2.9 | 188.5 | 45 | 2.8 | 188.5 | 45 | 2.8
63 | + | [19 empty] | 3.8 | 3.8 | 6.3 | 6.3 |  | 1.3 | 1.3 |  | 13 |  | STF_lined | [5 empty] | 13 | [10 empty] | 0.0606 | 46 | 0.0606 | 2.7566 | 2.7566 | 2.8 | 182 | 46 | 2.8 | 182 | 46 | 2.8
64 | / | [19 empty] | 3.7 | 3.7 | 6.2 | 6.2 |  | 1.2 | 1.2 |  | 14 |  | W_ISIL_PW | [5 empty] | 14 | [10 empty] | 0.0605 | 47 | 0.0605 | 2.6694 | 2.6694 | 2.7 | 175.5 | 47 | 2.7 | 175.5 | 47 | 2.7
65 | = | [19 empty] | 3.6 | 3.6 | 6.1 | 6.1 |  | 1.1 | 1.1 |  | 15 |  | W_S_RAB | [16 empty] | 0.0604 | 48 | 0.0604 | 2.582 | 2.582 | 2.6 | 169 | 48 | 2.6 | 169 | 48 | 2.6
[21 empty] | 3.5 | 3.5 | 6 | 6.0 |  | 1 | 1.0 | [20 empty] | 0.0603 | 49 | 0.0603 | 2.4947 | 2.4947 | 2.5 | 162.5 | 49 | 2.5 | 162.5 | 49 | 2.5
[48 empty] | 0.0602 | 50 | 0.0602 | 2.4072 | 2.4072 | 2.4 | 156 | 50 | 2.4 | 156 | 50 | 2.4
[19 empty] | 400 | 400 | 400 | 450 | 450 | 450 | 500 | 500 | 500 | 550 | 550 | 550 | 600 | 600 | 600 | 400 | 450 | 500 | 550 | 600 | [9 empty] | 0.0601 | 51 | 0.0601 | 2.3198 | 2.3198 | 2.3 | 149.5 | 51 | 2.3 | 149.5 | 51 | 2.3
[19 empty] | 0.05 | 0.04 | 0.032 | 0.05 | 0.04 | 0.032 | 0.05 | 0.04 | 0.032 | 0.05 | 0.04 | 0.032 | 0.05 | 0.04 | 0.032 | 0.065 | 0.065 | 0.065 | 0.065 | 0.065 | [9 empty] | 0.06 | 52 | 0.06 | 2.2322 | 2.2322 | 2.2 | 143 | 52 | 2.2 | 143 | 52 | 2.2
[19 empty] | 6.2762 | 6.4206 | 6.5075 | 6.4094 | 6.5406 | 6.6125 | 6.5217 | 6.6408 | 6.7042 | 6.6132 | 6.7212 | 6.7825 | 6.6839 | 6.7819 | 6.8476 | 6.0597 | 6.2125 | 6.343 | 6.4512 | 6.537 | [9 empty] | 0.0599 | 53 | 0.0599 | 2.1446 | 2.1446 | 2.1 | 136.5 | 53 | 2.1 | 136.5 | 53 | 2.1
[19 empty] | 6.1986 | 6.3424 | 6.431 | 6.3293 | 6.4599 | 6.5336 | 6.4396 | 6.5582 | 6.6232 | 6.5294 | 6.637 | 6.6998 | 6.5989 | 6.6966 | 6.7633 | 5.9829 | 6.1333 | 6.2616 | 6.368 | 6.4523 | [9 empty] | 0.0598 | 54 | 0.0598 | 2.0569 | 2.0569 | 2.0 | 130 | 54 | 2.0 | 130 | 54 | 2.0
[19 empty] | 6.1207 | 6.2639 | 6.3542 | 6.249 | 6.3791 | 6.4546 | 6.3573 | 6.4754 | 6.5421 | 6.4455 | 6.5527 | 6.6168 | 6.5137 | 6.6111 | 6.6787 | 5.9059 | 6.0539 | 6.1802 | 6.2848 | 6.3676 | [9 empty] | 0.0597 | 55 | 0.0597 | 1.9692 | 1.9692 | 1.9 | 123.5 | 55 | 1.9 | 123.5 | 55 | 1.9
[19 empty] | 6.0427 | 6.1853 | 6.2771 | 6.1687 | 6.2982 | 6.3752 | 6.2749 | 6.3925 | 6.4607 | 6.3616 | 6.4683 | 6.5337 | 6.4285 | 6.5256 | 6.594 | 5.8288 | 5.9745 | 6.0987 | 6.2015 | 6.2829 | [9 empty] | 0.0596 | 56 | 0.0596 | 1.8814 | 1.8814 | 1.8 | 117 | 56 | 1.8 | 117 | 56 | 1.8
[19 empty] | 5.9646 | 6.1066 | 6.1998 | 6.0882 | 6.217 | 6.2957 | 6.1925 | 6.3094 | 6.3792 | 6.2775 | 6.3837 | 6.4503 | 6.3432 | 6.4399 | 6.5091 | 5.7517 | 5.8949 | 6.0171 | 6.1181 | 6.1981 | [9 empty] | 0.0595 | 57 | 0.0595 | 1.7936 | 1.7936 | 1.7 | 110.5 | 57 | 1.7 | 110.5 | 57 | 1.7
[19 empty] | 5.8864 | 6.0276 | 6.1222 | 6.0076 | 6.1357 | 6.2158 | 6.1099 | 6.2262 | 6.2974 | 6.1933 | 6.299 | 6.3667 | 6.2577 | 6.3541 | 6.424 | 5.6745 | 5.8153 | 5.9354 | 6.0347 | 6.1132 | [9 empty] | 0.0594 | 58 | 0.0594 | 1.7057 | 1.7057 | 1.6 | 104 | 58 | 1.6 | 104 | 58 | 1.6
[19 empty] | 5.8079 | 5.9484 | 6.0443 | 5.9268 | 6.0543 | 6.1358 | 6.0272 | 6.1428 | 6.2153 | 6.1089 | 6.2141 | 6.283 | 6.1722 | 6.2681 | 6.3387 | 5.5972 | 5.7357 | 5.8536 | 5.9512 | 6.0282 | [9 empty] | 0.0593 | 59 | 0.0593 | 1.6177 | 1.6177 | 1.5 | 97.5 | 59 | 1.5 | 97.5 | 59 | 1.5
[19 empty] | 5.7294 | 5.8691 | 5.9662 | 5.8459 | 5.9726 | 6.0554 | 5.9443 | 6.0593 | 6.1331 | 6.0245 | 6.1291 | 6.199 | 6.0865 | 6.1821 | 6.2533 | 5.5198 | 5.6559 | 5.7718 | 5.8676 | 5.9432 | [9 empty] | 0.0592 | 60 | 0.0592 | 1.5297 | 1.5297 | 1.4 | 91 | 60 | 1.4 | 91 | 60 | 1.4
[19 empty] | 5.6507 | 5.7895 | 5.8878 | 5.7649 | 5.8908 | 5.9749 | 5.8614 | 5.9756 | 6.0506 | 5.94 | 6.044 | 6.1148 | 6.0008 | 6.0959 | 6.1677 | 5.4423 | 5.5761 | 5.6899 | 5.784 | 5.8582 | [9 empty] | 0.0591 | 61 | 0.0591 | 1.4416 | 1.4416 | 1.3 | 84.5 | 61 | 1.3 | 84.5 | 61 | 1.3
[19 empty] | 5.5718 | 5.7098 | 5.8091 | 5.6838 | 5.8089 | 5.8941 | 5.7783 | 5.8918 | 5.9679 | 5.8553 | 5.9587 | 6.0305 | 5.9149 | 6.0095 | 6.0818 | 5.3648 | 5.4961 | 5.608 | 5.7003 | 5.7731 | [9 empty] | 0.059 | 62 | 0.059 | 1.3535 | 1.3535 | 1.2 | 78 | 62 | 1.2 | 78 | 62 | 1.2
[19 empty] | 5.4928 | 5.6299 | 5.7301 | 5.6025 | 5.7267 | 5.813 | 5.6951 | 5.8079 | 5.8849 | 5.7706 | 5.8733 | 5.9459 | 5.829 | 5.923 | 5.9958 | 5.2872 | 5.4162 | 5.5259 | 5.6165 | 5.6879 | [9 empty] | 0.0589 | 63 | 0.0589 | 1.2653 | 1.2653 | 1.1 | 71.5 | 63 | 1.1 | 71.5 | 63 | 1.1
[19 empty] | 5.4137 | 5.5498 | 5.6509 | 5.5211 | 5.6444 | 5.7317 | 5.6118 | 5.7237 | 5.8018 | 5.6857 | 5.7878 | 5.8611 | 5.7429 | 5.8365 | 5.9097 | 5.2095 | 5.3361 | 5.4438 | 5.5327 | 5.6026 | [9 empty] | 0.0588 | 64 | 0.0588 | 1.177 | 1.177 | 1.0 | 65 | 64 | 1.0 | 65 | 64 | 1.0
[19 empty] | 5.3344 | 5.4695 | 5.5714 | 5.4396 | 5.562 | 5.6501 | 5.5283 | 5.6395 | 5.7184 | 5.6008 | 5.7021 | 5.7761 | 5.6568 | 5.7497 | 5.8233 | 5.1317 | 5.2559 | 5.3616 | 5.4488 | 5.5173 | [9 empty] | 0.0587 | 65 | 0.0587
[19 empty] | 5.2549 | 5.3891 | 5.4916 | 5.3579 | 5.4793 | 5.5683 | 5.4448 | 5.5551 | 5.6348 | 5.5157 | 5.6162 | 5.6909 | 5.5705 | 5.6629 | 5.7368 | 5.0538 | 5.1757 | 5.2794 | 5.3648 | 5.432 | [9 empty] | 0.0586 | 66 | 0.0586
[19 empty] | 5.1754 | 5.3084 | 5.4115 | 5.2761 | 5.3965 | 5.4863 | 5.3611 | 5.4705 | 5.551 | 5.4305 | 5.5303 | 5.6055 | 5.4842 | 5.5759 | 5.65 | 4.9758 | 5.0954 | 5.1971 | 5.2808 | 5.3466 | [9 empty] | 0.0585 | 67 | 0.0585
[19 empty] | 5.0956 | 5.2276 | 5.3312 | 5.1942 | 5.3136 | 5.404 | 5.2773 | 5.3858 | 5.4669 | 5.3452 | 5.4442 | 5.5199 | 5.3977 | 5.4888 | 5.5631 | 4.8977 | 5.015 | 5.1147 | 5.1967 | 5.2611 | [9 empty] | 0.0584 | 68 | 0.0584
[19 empty] | 5.0158 | 5.1465 | 5.2506 | 5.1121 | 5.2305 | 5.3214 | 5.1934 | 5.3009 | 5.3826 | 5.2598 | 5.358 | 5.4342 | 5.3111 | 5.4015 | 5.476 | 4.8196 | 4.9345 | 5.0322 | 5.1125 | 5.1756 | [9 empty] | 0.0583 | 69 | 0.0583
[19 empty] | 4.9357 | 5.0653 | 5.1697 | 5.0299 | 5.1472 | 5.2386 | 5.1094 | 5.2159 | 5.2981 | 5.1743 | 5.2716 | 5.3482 | 5.2245 | 5.3141 | 5.3888 | 4.7414 | 4.854 | 4.9496 | 5.0283 | 5.09 | [9 empty] | 0.0582 | 70 | 0.0582
[19 empty] | 4.8556 | 4.9839 | 5.0886 | 4.9476 | 5.0637 | 5.1556 | 5.0253 | 5.1308 | 5.2134 | 5.0886 | 5.1851 | 5.262 | 5.1377 | 5.2266 | 5.3013 | 4.6631 | 4.7734 | 4.867 | 4.944 | 5.0043 | [9 empty] | 0.0581 | 71 | 0.0581
[19 empty] | 4.7753 | 4.9023 | 5.0071 | 4.8651 | 4.9801 | 5.0723 | 4.941 | 5.0455 | 5.1284 | 5.0029 | 5.0984 | 5.1756 | 5.0508 | 5.139 | 5.2137 | 4.5847 | 4.6927 | 4.7843 | 4.8596 | 4.9186 | [9 empty] | 0.058 | 72 | 0.058
[19 empty] | 4.6948 | 4.8205 | 4.9254 | 4.7825 | 4.8963 | 4.9887 | 4.8566 | 4.96 | 5.0432 | 4.9171 | 5.0116 | 5.089 | 4.9639 | 5.0512 | 5.1259 | 4.5062 | 4.6119 | 4.7016 | 4.7752 | 4.8328 | [9 empty] | 0.0579 | 73 | 0.0579
[19 empty] | 4.6142 | 4.7385 | 4.8435 | 4.6998 | 4.8123 | 4.9049 | 4.7721 | 4.8744 | 4.9578 | 4.8311 | 4.9247 | 5.0021 | 4.8768 | 4.9633 | 5.0379 | 4.4277 | 4.531 | 4.6187 | 4.6907 | 4.747 | [9 empty] | 0.0578 | 74 | 0.0578
[19 empty] | 4.5335 | 4.6564 | 4.7612 | 4.617 | 4.7282 | 4.8209 | 4.6875 | 4.7886 | 4.8722 | 4.7451 | 4.8377 | 4.9151 | 4.7896 | 4.8753 | 4.9497 | 4.349 | 4.4501 | 4.5358 | 4.6062 | 4.6611 | [9 empty] | 0.0577 | 75 | 0.0577
[19 empty] | 4.4526 | 4.574 | 4.6787 | 4.534 | 4.6439 | 4.7366 | 4.6028 | 4.7027 | 4.7863 | 4.6589 | 4.7505 | 4.8279 | 4.7024 | 4.7872 | 4.8613 | 4.2703 | 4.3691 | 4.4528 | 4.5215 | 4.5752 | [9 empty] | 0.0576 | 76 | 0.0576
[19 empty] | 4.3715 | 4.4915 | 4.5959 | 4.4509 | 4.5595 | 4.6521 | 4.5179 | 4.6167 | 4.7003 | 4.5726 | 4.6631 | 4.7405 | 4.615 | 4.6989 | 4.7728 | 4.1915 | 4.288 | 4.3698 | 4.4368 | 4.4892 | [9 empty] | 0.0575 | 77 | 0.0575
[19 empty] | 4.2903 | 4.4088 | 4.5129 | 4.3676 | 4.4748 | 4.5673 | 4.4329 | 4.5305 | 4.614 | 4.4862 | 4.5757 | 4.6529 | 4.5275 | 4.6104 | 4.6841 | 4.1126 | 4.2068 | 4.2866 | 4.3521 | 4.4031 | [9 empty] | 0.0574 | 78 | 0.0574
[19 empty] | 4.209 | 4.3259 | 4.4295 | 4.2843 | 4.39 | 4.4823 | 4.3478 | 4.4441 | 4.5274 | 4.3997 | 4.4881 | 4.5651 | 4.4399 | 4.5219 | 4.5952 | 4.0337 | 4.1256 | 4.2034 | 4.2672 | 4.317 | [9 empty] | 0.0573 | 79 | 0.0573
[19 empty] | 4.1275 | 4.2428 | 4.3459 | 4.2008 | 4.3051 | 4.397 | 4.2626 | 4.3576 | 4.4407 | 4.3131 | 4.4003 | 4.4771 | 4.3523 | 4.4332 | 4.5061 | 3.9546 | 4.0443 | 4.1202 | 4.1824 | 4.2308 | [9 empty] | 0.0572 | 80 | 0.0572
[19 empty] | 4.0459 | 4.1595 | 4.262 | 4.1171 | 4.22 | 4.3114 | 4.1773 | 4.2709 | 4.3537 | 4.2264 | 4.3124 | 4.3888 | 4.2645 | 4.3444 | 4.4168 | 3.8755 | 3.9629 | 4.0368 | 4.0974 | 4.1446 | [9 empty] | 0.0571 | 81 | 0.0571
[19 empty] | 3.9641 | 4.0761 | 4.1779 | 4.0334 | 4.1347 | 4.2257 | 4.0918 | 4.1841 | 4.2665 | 4.1396 | 4.2244 | 4.3004 | 4.1766 | 4.2555 | 4.3274 | 3.7962 | 3.8814 | 3.9534 | 4.0124 | 4.0583 | [9 empty] | 0.057 | 82 | 0.057
[19 empty] | 3.8822 | 3.9924 | 4.0935 | 3.9495 | 4.0492 | 4.1396 | 4.0063 | 4.0972 | 4.1791 | 4.0527 | 4.1362 | 4.2118 | 4.0886 | 4.1664 | 4.2377 | 3.7169 | 3.7998 | 3.8699 | 3.9273 | 3.9719 | [9 empty] | 0.0569 | 83 | 0.0569
[19 empty] | 3.8002 | 3.9086 | 4.0088 | 3.8654 | 3.9636 | 4.0534 | 3.9206 | 4.0101 | 4.0914 | 3.9656 | 4.0479 | 4.1229 | 4.0005 | 4.0772 | 4.1479 | 3.6375 | 3.7182 | 3.7864 | 3.8421 | 3.8855 | [9 empty] | 0.0568 | 84 | 0.0568
[19 empty] | 3.7179 | 3.8245 | 3.9238 | 3.7813 | 3.8778 | 3.9668 | 3.8348 | 3.9228 | 4.0035 | 3.8785 | 3.9595 | 4.0339 | 3.9123 | 3.9879 | 4.0579 | 3.5581 | 3.6364 | 3.7027 | 3.7569 | 3.799 | [9 empty] | 0.0567 | 85 | 0.0567
[19 empty] | 3.6356 | 3.7403 | 3.8385 | 3.697 | 3.7919 | 3.8801 | 3.7489 | 3.8354 | 3.9154 | 3.7912 | 3.8709 | 3.9447 | 3.824 | 3.8984 | 3.9677 | 3.4785 | 3.5546 | 3.619 | 3.6716 | 3.7124 | [9 empty] | 0.0566 | 86 | 0.0566
[19 empty] | 3.5531 | 3.6559 | 3.753 | 3.6126 | 3.7058 | 3.793 | 3.6628 | 3.7479 | 3.8271 | 3.7038 | 3.7822 | 3.8552 | 3.7356 | 3.8088 | 3.8774 | 3.3989 | 3.4728 | 3.5352 | 3.5863 | 3.6259 | [9 empty] | 0.0565 | 87 | 0.0565
[19 empty] | 3.4705 | 3.5713 | 3.6672 | 3.528 | 3.6195 | 3.7058 | 3.5766 | 3.6602 | 3.7386 | 3.6164 | 3.6934 | 3.7656 | 3.6472 | 3.7191 | 3.7868 | 3.3191 | 3.3908 | 3.4514 | 3.5008 | 3.5392 | [9 empty] | 0.0564 | 88 | 0.0564
[19 empty] | 3.3877 | 3.4866 | 3.5812 | 3.4433 | 3.533 | 3.6183 | 3.4904 | 3.5723 | 3.6498 | 3.5288 | 3.6044 | 3.6757 | 3.5586 | 3.6293 | 3.6961 | 3.2393 | 3.3088 | 3.3674 | 3.4153 | 3.4525 | [9 empty] | 0.0563 | 89 | 0.0563
[19 empty] | 3.3047 | 3.4016 | 3.4948 | 3.3585 | 3.4464 | 3.5305 | 3.404 | 3.4843 | 3.5608 | 3.4411 | 3.5153 | 3.5857 | 3.4699 | 3.5393 | 3.6052 | 3.1594 | 3.2267 | 3.2834 | 3.3298 | 3.3657 | [9 empty] | 0.0562 | 90 | 0.0562
[19 empty] | 3.2216 | 3.3164 | 3.4082 | 3.2736 | 3.3596 | 3.4425 | 3.3174 | 3.3962 | 3.4716 | 3.3533 | 3.426 | 3.4954 | 3.3811 | 3.4492 | 3.5141 | 3.0795 | 3.1445 | 3.1994 | 3.2442 | 3.2789 | [9 empty] | 0.0561 | 91 | 0.0561
[19 empty] | 3.1384 | 3.2311 | 3.3213 | 3.1885 | 3.2727 | 3.3542 | 3.2308 | 3.3079 | 3.3821 | 3.2654 | 3.3366 | 3.405 | 3.2922 | 3.359 | 3.4228 | 2.9994 | 3.0622 | 3.1152 | 3.1585 | 3.192 | [9 empty] | 0.056 | 92 | 0.056
[19 empty] | 3.055 | 3.1456 | 3.2342 | 3.1033 | 3.1856 | 3.2657 | 3.1441 | 3.2194 | 3.2924 | 3.1773 | 3.2471 | 3.3143 | 3.2032 | 3.2686 | 3.3314 | 2.9193 | 2.9798 | 3.031 | 3.0727 | 3.105 | [9 empty] | 0.0559 | 93 | 0.0559
[19 empty] | 2.9715 | 3.0599 | 3.1467 | 3.0179 | 3.0983 | 3.1769 | 3.0572 | 3.1308 | 3.2025 | 3.0892 | 3.1574 | 3.2235 | 3.1141 | 3.1781 | 3.2398 | 2.839 | 2.8974 | 2.9467 | 2.9869 | 3.018 | [9 empty] | 0.0558 | 94 | 0.0558
[19 empty] | 2.8879 | 2.974 | 3.059 | 2.9325 | 3.0109 | 3.0879 | 2.9702 | 3.0421 | 3.1124 | 3.001 | 3.0676 | 3.1324 | 3.0249 | 3.0875 | 3.1479 | 2.7587 | 2.8149 | 2.8624 | 2.901 | 2.9309 | [9 empty] | 0.0557 | 95 | 0.0557
[19 empty] | 2.8041 | 2.8879 | 2.971 | 2.8469 | 2.9232 | 2.9987 | 2.8831 | 2.9532 | 3.022 | 2.9126 | 2.9777 | 3.0411 | 2.9355 | 2.9967 | 3.056 | 2.6783 | 2.7323 | 2.7779 | 2.8151 | 2.8438 | [9 empty] | 0.0556 | 96 | 0.0556
[19 empty] | 2.7201 | 2.8016 | 2.8828 | 2.7611 | 2.8355 | 2.9092 | 2.7958 | 2.8641 | 2.9315 | 2.8242 | 2.8876 | 2.9497 | 2.8461 | 2.9058 | 2.9638 | 2.5978 | 2.6497 | 2.6934 | 2.7291 | 2.7566 | [9 empty] | 0.0555 | 97 | 0.0555
[19 empty] | 2.636 | 2.7151 | 2.7943 | 2.6753 | 2.7475 | 2.8194 | 2.7085 | 2.7749 | 2.8407 | 2.7356 | 2.7974 | 2.858 | 2.7566 | 2.8148 | 2.8714 | 2.5173 | 2.5669 | 2.6088 | 2.643 | 2.6694 | [9 empty] | 0.0554 | 98 | 0.0554
[19 empty] | 2.5518 | 2.6285 | 2.7055 | 2.5893 | 2.6594 | 2.7294 | 2.621 | 2.6856 | 2.7497 | 2.6469 | 2.707 | 2.7661 | 2.667 | 2.7237 | 2.7789 | 2.4366 | 2.4841 | 2.5242 | 2.5568 | 2.582 | [9 empty] | 0.0553 | 99 | 0.0553
[19 empty] | 2.4674 | 2.5417 | 2.6164 | 2.5032 | 2.5711 | 2.6392 | 2.5334 | 2.5961 | 2.6584 | 2.5581 | 2.6165 | 2.6741 | 2.5773 | 2.6324 | 2.6861 | 2.3559 | 2.4012 | 2.4394 | 2.4706 | 2.4947 | [9 empty] | 0.0552 | 100 | 0.0552
[19 empty] | 2.3828 | 2.4546 | 2.527 | 2.4169 | 2.4827 | 2.5487 | 2.4457 | 2.5064 | 2.5669 | 2.4692 | 2.5259 | 2.5818 | 2.4875 | 2.541 | 2.5932 | 2.2751 | 2.3182 | 2.3546 | 2.3843 | 2.4072 | [9 empty] | 0.0551 | 101 | 0.0551
[19 empty] | 2.2981 | 2.3674 | 2.4374 | 2.3305 | 2.3941 | 2.4579 | 2.3579 | 2.4166 | 2.4752 | 2.3802 | 2.4351 | 2.4893 | 2.3976 | 2.4494 | 2.5002 | 2.1942 | 2.2352 | 2.2698 | 2.298 | 2.3198 | [9 empty] | 0.055 | 102 | 0.055
[19 empty] | 2.2133 | 2.28 | 2.3475 | 2.244 | 2.3053 | 2.3669 | 2.2699 | 2.3267 | 2.3833 | 2.2911 | 2.3442 | 2.3966 | 2.3075 | 2.3578 | 2.4069 | 2.1132 | 2.152 | 2.1848 | 2.2115 | 2.2322 | [9 empty] | 0.0549 | 103 | 0.0549
[19 empty] | 2.1283 | 2.1925 | 2.2574 | 2.1574 | 2.2164 | 2.2757 | 2.1819 | 2.2366 | 2.2912 | 2.2019 | 2.2531 | 2.3037 | 2.2174 | 2.266 | 2.3134 | 2.0321 | 2.0688 | 2.0998 | 2.1251 | 2.1446 | [9 empty] | 0.0548 | 104 | 0.0548
[19 empty] | 2.0432 | 2.1047 | 2.1669 | 2.0706 | 2.1273 | 2.1842 | 2.0937 | 2.1464 | 2.1988 | 2.1126 | 2.162 | 2.2106 | 2.1272 | 2.1741 | 2.2198 | 1.951 | 1.9855 | 2.0147 | 2.0385 | 2.0569 | [9 empty] | 0.0547 | 105 | 0.0547
[19 empty] | 1.9579 | 2.0167 | 2.0762 | 1.9837 | 2.038 | 2.0925 | 2.0054 | 2.056 | 2.1062 | 2.0231 | 2.0706 | 2.1174 | 2.0369 | 2.082 | 2.126 | 1.8698 | 1.9022 | 1.9296 | 1.9519 | 1.9692 | [9 empty] | 0.0546 | 106 | 0.0546
[19 empty] | 1.8725 | 1.9286 | 1.9852 | 1.8966 | 1.9486 | 2.0005 | 1.917 | 1.9654 | 2.0134 | 1.9336 | 1.9792 | 2.0239 | 1.9465 | 1.9898 | 2.032 | 1.7884 | 1.8187 | 1.8443 | 1.8652 | 1.8814 | [9 empty] | 0.0545 | 107 | 0.0545
[19 empty] | 1.787 | 1.8402 | 1.894 | 1.8095 | 1.859 | 1.9083 | 1.8284 | 1.8747 | 1.9203 | 1.8439 | 1.8876 | 1.9302 | 1.8559 | 1.8975 | 1.9378 | 1.707 | 1.7352 | 1.759 | 1.7785 | 1.7936 | [9 empty] | 0.0544 | 108 | 0.0544
[19 empty] | 1.7013 | 1.7517 | 1.8024 | 1.7221 | 1.7692 | 1.8158 | 1.7398 | 1.7839 | 1.827 | 1.7542 | 1.7958 | 1.8363 | 1.7653 | 1.805 | 1.8434 | 1.6256 | 1.6516 | 1.6736 | 1.6917 | 1.7057 | [9 empty] | 0.0543 | 109 | 0.0543
[19 empty] | 1.6154 | 1.663 | 1.7106 | 1.6347 | 1.6792 | 1.723 | 1.651 | 1.6929 | 1.7336 | 1.6643 | 1.704 | 1.7422 | 1.6746 | 1.7125 | 1.7489 | 1.544 | 1.5679 | 1.5882 | 1.6048 | 1.6177 | [9 empty] | 0.0542 | 110 | 0.0542
[19 empty] | 1.5294 | 1.5741 | 1.6186 | 1.5471 | 1.5891 | 1.6301 | 1.5621 | 1.6018 | 1.6398 | 1.5743 | 1.612 | 1.6479 | 1.5837 | 1.6198 | 1.6542 | 1.4623 | 1.4841 | 1.5026 | 1.5178 | 1.5297 | [9 empty] | 0.0541 | 111 | 0.0541
[19 empty] | 1.4433 | 1.485 | 1.5262 | 1.4594 | 1.4989 | 1.5368 | 1.4731 | 1.5105 | 1.5459 | 1.4842 | 1.5198 | 1.5534 | 1.4928 | 1.5269 | 1.5593 | 1.3806 | 1.4003 | 1.417 | 1.4308 | 1.4416 | [9 empty] | 0.054 | 112 | 0.054
[19 empty] | 1.357 | 1.3958 | 1.4336 | 1.3716 | 1.4084 | 1.4434 | 1.384 | 1.419 | 1.4517 | 1.394 | 1.4275 | 1.4587 | 1.4018 | 1.434 | 1.4642 | 1.2988 | 1.3164 | 1.3314 | 1.3437 | 1.3535 | [9 empty] | 0.0539 | 113 | 0.0539
[19 empty] | 1.2705 | 1.3063 | 1.3407 | 1.2837 | 1.3178 | 1.3496 | 1.2947 | 1.3274 | 1.3573 | 1.3037 | 1.3351 | 1.3637 | 1.3106 | 1.3409 | 1.3689 | 1.2169 | 1.2324 | 1.2456 | 1.2566 | 1.2653 | [9 empty] | 0.0538 | 114 | 0.0538
[19 empty] | 1.184 | 1.2167 | 1.2475 | 1.1956 | 1.2271 | 1.2557 | 1.2053 | 1.2357 | 1.2627 | 1.2133 | 1.2426 | 1.2686 | 1.2194 | 1.2476 | 1.2735 | 1.1349 | 1.1483 | 1.1598 | 1.1694 | 1.177 | [9 empty] | 0.0537 | 115 | 0.0537
[48 empty] | 0.0536 | 116 | 0.0536
[48 empty] | 0.0535 | 117 | 0.0535
[48 empty] | 0.0534 | 118 | 0.0534
[48 empty] | 0.0533 | 119 | 0.0533
[48 empty] | 0.0532 | 120 | 0.0532
[48 empty] | 0.0531 | 121 | 0.0531
[48 empty] | 0.053 | 122 | 0.053
[48 empty] | 0.0529 | 123 | 0.0529
[48 empty] | 0.0528 | 124 | 0.0528
[48 empty] | 0.0527 | 125 | 0.0527
[48 empty] | 0.0526 | 126 | 0.0526
[48 empty] | 0.0525 | 127 | 0.0525
[48 empty] | 0.0524 | 128 | 0.0524
[48 empty] | 0.0523 | 129 | 0.0523
[48 empty] | 0.0522 | 130 | 0.0522
[48 empty] | 0.0521 | 131 | 0.0521
[48 empty] | 0.052 | 132 | 0.052
[48 empty] | 0.0519 | 133 | 0.0519
[48 empty] | 0.0518 | 134 | 0.0518
[48 empty] | 0.0517 | 135 | 0.0517
[48 empty] | 0.0516 | 136 | 0.0516
[48 empty] | 0.0515 | 137 | 0.0515
[48 empty] | 0.0514 | 138 | 0.0514
[48 empty] | 0.0513 | 139 | 0.0513
[48 empty] | 0.0512 | 140 | 0.0512
[48 empty] | 0.0511 | 141 | 0.0511
[48 empty] | 0.051 | 142 | 0.051
[48 empty] | 0.0509 | 143 | 0.0509
[48 empty] | 0.0508 | 144 | 0.0508
[48 empty] | 0.0507 | 145 | 0.0507
[48 empty] | 0.0506 | 146 | 0.0506
[48 empty] | 0.0505 | 147 | 0.0505
[48 empty] | 0.0504 | 148 | 0.0504
[48 empty] | 0.0503 | 149 | 0.0503
[48 empty] | 0.0502 | 150 | 0.0502
[48 empty] | 0.0501 | 151 | 0.0501
[48 empty] | 0.05 | 152 | 0.05
[48 empty] | 0.0499 | 153 | 0.0499
[48 empty] | 0.0498 | 154 | 0.0498
[48 empty] | 0.0497 | 155 | 0.0497
[48 empty] | 0.0496 | 156 | 0.0496
[48 empty] | 0.0495 | 157 | 0.0495
[48 empty] | 0.0494 | 158 | 0.0494
[48 empty] | 0.0493 | 159 | 0.0493
[48 empty] | 0.0492 | 160 | 0.0492
[48 empty] | 0.0491 | 161 | 0.0491
[48 empty] | 0.049 | 162 | 0.049
[48 empty] | 0.0489 | 163 | 0.0489
[48 empty] | 0.0488 | 164 | 0.0488
[48 empty] | 0.0487 | 165 | 0.0487
[48 empty] | 0.0486 | 166 | 0.0486
[48 empty] | 0.0485 | 167 | 0.0485
[48 empty] | 0.0484 | 168 | 0.0484
[48 empty] | 0.0483 | 169 | 0.0483
[48 empty] | 0.0482 | 170 | 0.0482
[48 empty] | 0.0481 | 171 | 0.0481
[48 empty] | 0.048 | 172 | 0.048
[48 empty] | 0.0479 | 173 | 0.0479
[48 empty] | 0.0478 | 174 | 0.0478
[48 empty] | 0.0477 | 175 | 0.0477
[48 empty] | 0.0476 | 176 | 0.0476
[48 empty] | 0.0475 | 177 | 0.0475
[48 empty] | 0.0474 | 178 | 0.0474
[48 empty] | 0.0473 | 179 | 0.0473
[48 empty] | 0.0472 | 180 | 0.0472
[48 empty] | 0.0471 | 181 | 0.0471
[48 empty] | 0.047 | 182 | 0.047
[48 empty] | 0.0469 | 183 | 0.0469
[48 empty] | 0.0468 | 184 | 0.0468
[48 empty] | 0.0467 | 185 | 0.0467
[48 empty] | 0.0466 | 186 | 0.0466
[48 empty] | 0.0465 | 187 | 0.0465
[48 empty] | 0.0464 | 188 | 0.0464
[48 empty] | 0.0463 | 189 | 0.0463
[48 empty] | 0.0462 | 190 | 0.0462
[48 empty] | 0.0461 | 191 | 0.0461
[48 empty] | 0.046 | 192 | 0.046
[48 empty] | 0.0459 | 193 | 0.0459
[48 empty] | 0.0458 | 194 | 0.0458
[48 empty] | 0.0457 | 195 | 0.0457
[48 empty] | 0.0456 | 196 | 0.0456
[48 empty] | 0.0455 | 197 | 0.0455
[48 empty] | 0.0454 | 198 | 0.0454
[48 empty] | 0.0453 | 199 | 0.0453
[48 empty] | 0.0452 | 200 | 0.0452
[48 empty] | 0.0451 | 201 | 0.0451
[48 empty] | 0.045 | 202 | 0.045
[48 empty] | 0.0449 | 203 | 0.0449
[48 empty] | 0.0448 | 204 | 0.0448
[48 empty] | 0.0447 | 205 | 0.0447
[48 empty] | 0.0446 | 206 | 0.0446
[48 empty] | 0.0445 | 207 | 0.0445
[48 empty] | 0.0444 | 208 | 0.0444
[48 empty] | 0.0443 | 209 | 0.0443
[48 empty] | 0.0442 | 210 | 0.0442
[48 empty] | 0.0441 | 211 | 0.0441
[48 empty] | 0.044 | 212 | 0.044
[48 empty] | 0.0439 | 213 | 0.0439
[48 empty] | 0.0438 | 214 | 0.0438
[48 empty] | 0.0437 | 215 | 0.0437
[48 empty] | 0.0436 | 216 | 0.0436
[48 empty] | 0.0435 | 217 | 0.0435
[48 empty] | 0.0434 | 218 | 0.0434
[48 empty] | 0.0433 | 219 | 0.0433
[48 empty] | 0.0432 | 220 | 0.0432
[48 empty] | 0.0431 | 221 | 0.0431
[48 empty] | 0.043 | 222 | 0.043
[48 empty] | 0.0429 | 223 | 0.0429
[48 empty] | 0.0428 | 224 | 0.0428
[48 empty] | 0.0427 | 225 | 0.0427
[48 empty] | 0.0426 | 226 | 0.0426
[48 empty] | 0.0425 | 227 | 0.0425
[48 empty] | 0.0424 | 228 | 0.0424
[48 empty] | 0.0423 | 229 | 0.0423
[48 empty] | 0.0422 | 230 | 0.0422
[48 empty] | 0.0421 | 231 | 0.0421
[48 empty] | 0.042 | 232 | 0.042
[48 empty] | 0.0419 | 233 | 0.0419
[48 empty] | 0.0418 | 234 | 0.0418
[48 empty] | 0.0417 | 235 | 0.0417
[48 empty] | 0.0416 | 236 | 0.0416
[48 empty] | 0.0415 | 237 | 0.0415
[48 empty] | 0.0414 | 238 | 0.0414
[48 empty] | 0.0413 | 239 | 0.0413
[48 empty] | 0.0412 | 240 | 0.0412
[48 empty] | 0.0411 | 241 | 0.0411
[48 empty] | 0.041 | 242 | 0.041
[48 empty] | 0.0409 | 243 | 0.0409
[48 empty] | 0.0408 | 244 | 0.0408
[48 empty] | 0.0407 | 245 | 0.0407
[48 empty] | 0.0406 | 246 | 0.0406
[48 empty] | 0.0405 | 247 | 0.0405
[48 empty] | 0.0404 | 248 | 0.0404
[48 empty] | 0.0403 | 249 | 0.0403
[48 empty] | 0.0402 | 250 | 0.0402
[48 empty] | 0.0401 | 251 | 0.0401
[48 empty] | 0.04 | 252 | 0.04
[48 empty] | 0.0399 | 253 | 0.0399
[48 empty] | 0.0398 | 254 | 0.0398
[48 empty] | 0.0397 | 255 | 0.0397
[48 empty] | 0.0396 | 256 | 0.0396
[48 empty] | 0.0395 | 257 | 0.0395
[48 empty] | 0.0394 | 258 | 0.0394
[48 empty] | 0.0393 | 259 | 0.0393
[48 empty] | 0.0392 | 260 | 0.0392
[48 empty] | 0.0391 | 261 | 0.0391
[48 empty] | 0.039 | 262 | 0.039
[48 empty] | 0.0389 | 263 | 0.0389
[48 empty] | 0.0388 | 264 | 0.0388
[48 empty] | 0.0387 | 265 | 0.0387
[48 empty] | 0.0386 | 266 | 0.0386
[48 empty] | 0.0385 | 267 | 0.0385
[48 empty] | 0.0384 | 268 | 0.0384
[48 empty] | 0.0383 | 269 | 0.0383
[48 empty] | 0.0382 | 270 | 0.0382
[48 empty] | 0.0381 | 271 | 0.0381
[48 empty] | 0.038 | 272 | 0.038
[48 empty] | 0.0379 | 273 | 0.0379
[48 empty] | 0.0378 | 274 | 0.0378
[48 empty] | 0.0377 | 275 | 0.0377
[48 empty] | 0.0376 | 276 | 0.0376
[48 empty] | 0.0375 | 277 | 0.0375
[48 empty] | 0.0374 | 278 | 0.0374
[48 empty] | 0.0373 | 279 | 0.0373
[48 empty] | 0.0372 | 280 | 0.0372
[48 empty] | 0.0371 | 281 | 0.0371
[48 empty] | 0.037 | 282 | 0.037
[48 empty] | 0.0369 | 283 | 0.0369
[48 empty] | 0.0368 | 284 | 0.0368
[48 empty] | 0.0367 | 285 | 0.0367
[48 empty] | 0.0366 | 286 | 0.0366
[48 empty] | 0.0365 | 287 | 0.0365
[48 empty] | 0.0364 | 288 | 0.0364
[48 empty] | 0.0363 | 289 | 0.0363
[48 empty] | 0.0362 | 290 | 0.0362
[48 empty] | 0.0361 | 291 | 0.0361
[48 empty] | 0.036 | 292 | 0.036
[48 empty] | 0.0359 | 293 | 0.0359
[48 empty] | 0.0358 | 294 | 0.0358
[48 empty] | 0.0357 | 295 | 0.0357
[48 empty] | 0.0356 | 296 | 0.0356
[48 empty] | 0.0355 | 297 | 0.0355
[48 empty] | 0.0354 | 298 | 0.0354
[48 empty] | 0.0353 | 299 | 0.0353
[48 empty] | 0.0352 | 300 | 0.0352
[48 empty] | 0.0351 | 301 | 0.0351
[48 empty] | 0.035 | 302 | 0.035
[48 empty] | 0.0349 | 303 | 0.0349
[48 empty] | 0.0348 | 304 | 0.0348
[48 empty] | 0.0347 | 305 | 0.0347
[48 empty] | 0.0346 | 306 | 0.0346
[48 empty] | 0.0345 | 307 | 0.0345
[48 empty] | 0.0344 | 308 | 0.0344
[48 empty] | 0.0343 | 309 | 0.0343
[48 empty] | 0.0342 | 310 | 0.0342
[48 empty] | 0.0341 | 311 | 0.0341
[48 empty] | 0.034 | 312 | 0.034
[48 empty] | 0.0339 | 313 | 0.0339
[48 empty] | 0.0338 | 314 | 0.0338
[48 empty] | 0.0337 | 315 | 0.0337
[48 empty] | 0.0336 | 316 | 0.0336
[48 empty] | 0.0335 | 317 | 0.0335
[48 empty] | 0.0334 | 318 | 0.0334
[48 empty] | 0.0333 | 319 | 0.0333
[48 empty] | 0.0332 | 320 | 0.0332
[48 empty] | 0.0331 | 321 | 0.0331
[48 empty] | 0.033 | 322 | 0.033
[48 empty] | 0.0329 | 323 | 0.0329
[48 empty] | 0.0328 | 324 | 0.0328
[48 empty] | 0.0327 | 325 | 0.0327
[48 empty] | 0.0326 | 326 | 0.0326
[48 empty] | 0.0325 | 327 | 0.0325
[48 empty] | 0.0324 | 328 | 0.0324
[48 empty] | 0.0323 | 329 | 0.0323
[48 empty] | 0.0322 | 330 | 0.0322
[48 empty] | 0.0321 | 331 | 0.0321
[48 empty] | 0.032 | 332 | 0.032
[48 empty] | 0.0319 | 333 | 0.0319
[48 empty] | 0.0318 | 334 | 0.0318
[48 empty] | 0.0317 | 335 | 0.0317
[48 empty] | 0.0316 | 336 | 0.0316
[48 empty] | 0.0315 | 337 | 0.0315
[48 empty] | 0.0314 | 338 | 0.0314
[48 empty] | 0.0313 | 339 | 0.0313
[48 empty] | 0.0312 | 340 | 0.0312
[48 empty] | 0.0311 | 341 | 0.0311
[48 empty] | 0.031 | 342 | 0.031
[48 empty] | 0.0309 | 343 | 0.0309
[48 empty] | 0.0308 | 344 | 0.0308
[48 empty] | 0.0307 | 345 | 0.0307
[48 empty] | 0.0306 | 346 | 0.0306
[48 empty] | 0.0305 | 347 | 0.0305
[48 empty] | 0.0304 | 348 | 0.0304
[48 empty] | 0.0303 | 349 | 0.0303
[48 empty] | 0.0302 | 350 | 0.0302
[48 empty] | 0.0301 | 351 | 0.0301
[48 empty] | 0.03 | 352 | 0.03
[48 empty] | 0.0299 | 353 | 0.0299
[48 empty] | 0.0298 | 354 | 0.0298
[48 empty] | 0.0297 | 355 | 0.0297
[48 empty] | 0.0296 | 356 | 0.0296
[48 empty] | 0.0295 | 357 | 0.0295
[48 empty] | 0.0294 | 358 | 0.0294
[48 empty] | 0.0293 | 359 | 0.0293
[48 empty] | 0.0292 | 360 | 0.0292
[48 empty] | 0.0291 | 361 | 0.0291
[48 empty] | 0.029 | 362 | 0.029
[48 empty] | 0.0289 | 363 | 0.0289
[48 empty] | 0.0288 | 364 | 0.0288
[48 empty] | 0.0287 | 365 | 0.0287
[48 empty] | 0.0286 | 366 | 0.0286
[48 empty] | 0.0285 | 367 | 0.0285
[48 empty] | 0.0284 | 368 | 0.0284
[48 empty] | 0.0283 | 369 | 0.0283
[48 empty] | 0.0282 | 370 | 0.0282
[48 empty] | 0.0281 | 371 | 0.0281
[48 empty] | 0.028 | 372 | 0.028
[48 empty] | 0.0279 | 373 | 0.0279
[48 empty] | 0.0278 | 374 | 0.0278
[48 empty] | 0.0277 | 375 | 0.0277
[48 empty] | 0.0276 | 376 | 0.0276
[48 empty] | 0.0275 | 377 | 0.0275
[48 empty] | 0.0274 | 378 | 0.0274
[48 empty] | 0.0273 | 379 | 0.0273
[48 empty] | 0.0272 | 380 | 0.0272
[48 empty] | 0.0271 | 381 | 0.0271
[48 empty] | 0.027 | 382 | 0.027
[48 empty] | 0.0269 | 383 | 0.0269
[48 empty] | 0.0268 | 384 | 0.0268
[48 empty] | 0.0267 | 385 | 0.0267
[48 empty] | 0.0266 | 386 | 0.0266
[48 empty] | 0.0265 | 387 | 0.0265
[48 empty] | 0.0264 | 388 | 0.0264
[48 empty] | 0.0263 | 389 | 0.0263
[48 empty] | 0.0262 | 390 | 0.0262
[48 empty] | 0.0261 | 391 | 0.0261
[48 empty] | 0.026 | 392 | 0.026
[48 empty] | 0.0259 | 393 | 0.0259
[48 empty] | 0.0258 | 394 | 0.0258
[48 empty] | 0.0257 | 395 | 0.0257
[48 empty] | 0.0256 | 396 | 0.0256
[48 empty] | 0.0255 | 397 | 0.0255
[48 empty] | 0.0254 | 398 | 0.0254
[48 empty] | 0.0253 | 399 | 0.0253
[48 empty] | 0.0252 | 400 | 0.0252
[48 empty] | 0.0251 | 401 | 0.0251
[48 empty] | 0.025 | 402 | 0.025
[48 empty] | 0.0249 | 403 | 0.0249
[48 empty] | 0.0248 | 404 | 0.0248
[48 empty] | 0.0247 | 405 | 0.0247
[48 empty] | 0.0246 | 406 | 0.0246
[48 empty] | 0.0245 | 407 | 0.0245
[48 empty] | 0.0244 | 408 | 0.0244
[48 empty] | 0.0243 | 409 | 0.0243
[48 empty] | 0.0242 | 410 | 0.0242
[48 empty] | 0.0241 | 411 | 0.0241
[48 empty] | 0.024 | 412 | 0.024
[48 empty] | 0.0239 | 413 | 0.0239
[48 empty] | 0.0238 | 414 | 0.0238
[48 empty] | 0.0237 | 415 | 0.0237
[48 empty] | 0.0236 | 416 | 0.0236
[48 empty] | 0.0235 | 417 | 0.0235
[48 empty] | 0.0234 | 418 | 0.0234
[48 empty] | 0.0233 | 419 | 0.0233
[48 empty] | 0.0232 | 420 | 0.0232
[48 empty] | 0.0231 | 421 | 0.0231
[48 empty] | 0.023 | 422 | 0.023
[48 empty] | 0.0229 | 423 | 0.0229
[48 empty] | 0.0228 | 424 | 0.0228
[48 empty] | 0.0227 | 425 | 0.0227
[48 empty] | 0.0226 | 426 | 0.0226
[48 empty] | 0.0225 | 427 | 0.0225
[48 empty] | 0.0224 | 428 | 0.0224
[48 empty] | 0.0223 | 429 | 0.0223
[48 empty] | 0.0222 | 430 | 0.0222
[48 empty] | 0.0221 | 431 | 0.0221
[48 empty] | 0.022 | 432 | 0.022
[48 empty] | 0.0219 | 433 | 0.0219
[48 empty] | 0.0218 | 434 | 0.0218
[48 empty] | 0.0217 | 435 | 0.0217
[48 empty] | 0.0216 | 436 | 0.0216
[48 empty] | 0.0215 | 437 | 0.0215
[48 empty] | 0.0214 | 438 | 0.0214
[48 empty] | 0.0213 | 439 | 0.0213
[48 empty] | 0.0212 | 440 | 0.0212
[48 empty] | 0.0211 | 441 | 0.0211
[48 empty] | 0.021 | 442 | 0.021
[48 empty] | 0.0209 | 443 | 0.0209
[48 empty] | 0.0208 | 444 | 0.0208
[48 empty] | 0.0207 | 445 | 0.0207
[48 empty] | 0.0206 | 446 | 0.0206
[48 empty] | 0.0205 | 447 | 0.0205
[48 empty] | 0.0204 | 448 | 0.0204
[48 empty] | 0.0203 | 449 | 0.0203
[48 empty] | 0.0202 | 450 | 0.0202
[48 empty] | 0.0201 | 451 | 0.0201
[48 empty] | 0.02 | 452 | 0.02
Note on BT4: PC version: Can be copied and pasted (select then triple click) into conductivity drop-down box below Web version: Can be copied and pasted into conductivity entry box Mac version: Can't use copy and paste
Note on BR5: PC version: Can be copied and pasted (select then triple click) into R-value drop-down box below Web version: Can be copied and pasted into R-value entry box Mac version: Can't use copy and paste
Note on BM8: R 2.5 zones 1 - 3 R 2.8 zone 4 R 3.0 zones 5 & 6
Note on BR8: 1 joist 90 mm 2 joist 140 mm 3 joist 190 mm 4 joist 290 mm 5 I-beam 225 mm
Note on BX8: 1 600 2 550 3 500 4 450 5 400
Note on BR10: 0.0200 - 0.0650 steps 0.0001
Note on BX10: 1.0 - 7.2 steps 0.1
Note on BM11: 1.0 - 7.2 steps 0.1
Note on BR12: 0 Un-lined 1 Lined

## Slab floors
|  | 46 | 20 |  | 10010100011010101001 |  |  | lGqQ | lGqQ | lGqQ |  |  |  | 100101000110101010010000 | 100101000110101010010000 |  | 46 | [11 empty] | 1.0016 | 1 | 1.0016 |  | coeffs 1 & 5 | 0 | preim & no topper |  |  |  | 1 |  |  | 1 |  |  | 1 |  |  | 5 |  |  | 1 |  |  | 37 |  |  | 50 |  |  | 50 |  | FALSE | #VALUE! |  | Thermal resistance of slab-on-ground floor (m2K/W) | [5 empty] | lGqQ |  |  |  | www.branz.co.nz/terms-conditions/ |  |  |  |  | v2_7 | PC | 2025-11-27 16:49
1 | A | 37 | 6 | 100101 | 10010100011010101001 | 100101 | 37 | l | 6 | lGqQ | l | FALSE | 37 | 100101 | 100101000110101010010000 | 100101 | 37 | Cntrl7 |  |  | < A/P 1.6 |  |  |  | >= A/P 1.6 | [13 empty] | 3 |  |  | 2 |  |  | 2 |  |  | 3 |  |  | 4 |  |  | 6 |  |  | 6 |  |  | 6 |  | TRUE | [14 empty] | #VALUE! |  | #VALUE!
2 | B | 1 | 4 | 0001 | 00011010101001 | 000110 | 6 | G | 4 | GqQ | G | TRUE | 6 | 000110 | 000110101010010000 | 0001 | 1 | Cntrl4 |  |  | x^3 | x^2 | x | c | x^3 | x^2 | x | c |  |  | mv | raft | under | thick | full | perim |  |  | 6 |  |  | 3 |  |  | 3 |  |  | 6 |  |  | 9 |  |  | 56 |  |  | 51 |  |  | 56 |  | FALSE | Wall type |  |  | 1 | other than masonry veneer |  |  |  |  | Wall depth (mm) |  | 5 | 90 +
3 | C | 5 | 3 | 101 | 10101001 | 101010 | 42 | q | 3 | qQ | q | FALSE | 42 | 101010 | 10101010010000 | 101 | 5 | Cntrl6 |  | 90 | -0.22112 | 0.61763 | -0.20302 | 0.40801 | 0.00027058 | -0.0044997 | 0.31687 | 0.26326 |  |  | 0 | 0 | 0 | 0 | 0 | 0 | [25 empty] | FALSE
4 | D | 1 | 2 | 01 | 01 | 010000 | 16 | Q | 2 | Q | Q | TRUE | 16 | 010000 | 01010010000 | 01 | 1 | Cntrl1 |  | 135 | -0.1897 | 0.50819 | -0.064515 | 0.36849 | 0.00028614 | -0.00474 | 0.32628 | 0.27832 |  |  | 0 | 0 | 0 | 0 | 0 | 0 | [25 empty] | FALSE | Topper insulating layer |  |  | 0 | none |  |  |  |  | Area-Perim. fraction |  | 2 | 2.4
5 | E | 1 | 2 | 01 |  |  |  |  | 2 | [5 empty] | 010010000 | 01 | 1 | Cntrl2 | f | 180 | -0.14913 | 0.38997 | 0.045132 | 0.35628 | 0.00029829 | -0.004927 | 0.33475 | 0.29238 |  |  |  | 1 |  |  | 1 | 1 | [25 empty] | FALSE | [20 empty] | 10 | 3.2526
6 | F | 1 | 3 | 001 |  |  |  |  | 3 | [5 empty] | 0010000 | 001 | 1 | Cntrl3 |  | 250 | -0.12494 | 0.35519 | 0.046228 | 0.38107 | 0.00031783 | -0.0052352 | 0.34694 | 0.31197 | [33 empty] | FALSE | Vertical edge insulation |  |  | 1 | none |  |  |  |  | Floor R-value (m2.K/W) |  | 1.0016 | [8 empty] | 9.5 | 3.0995
7 | G | [18 empty] | 300 | -0.16574 | 0.45623 | -0.0033307 | 0.39404 | 0.00033156 | -0.0054534 | 0.355 | 0.32469 |  |  | 1 | f | Std, non-mv, no insulation | [14 empty] | >90 | 90 | [33 empty] | 9 | 2.9479
8 | H | [18 empty] | 90 | -0.16794 | -0.0016468 | 0.99073 | 0.090068 | -0.00030842 | 0.0078798 | 0.25669 | 0.54526 |  |  | 1 | f | Std, non-mv, no insulation | [14 empty] | FALSE | TRUE | [12 empty] | FALSE | Floor type & underslab insulation style |  |  | 6 | Slab floor without insulation | [15 empty] | 8.5 | 2.7978
9 | I | [18 empty] | 135 | 0.19329 | -1.1615 | 2.1099 | -0.16077 | -0.00032082 | 0.0082966 | 0.26308 | 0.5822 |  |  | 1 | f | Std, non-mv, no insulation | [14 empty] | index | [23 empty] | no insulation | 1.0016 |  | no perim. Insulation | 1.0016 | [6 empty] | 8 | 2.6488
10 | J | [17 empty] | j | 180 | 0.24363 | -1.3618 | 2.321 | -0.14617 | -0.00033534 | 0.0087273 | 0.26872 | 0.61676 | [19 empty] | 0 |  |  | TRUE | [20 empty] | difference | 0 |  | difference | 0 | [6 empty] | 7.5 | 2.5009
11 | K | [18 empty] | 250 | 0.66493 | -2.6967 | 3.6026 | -0.44471 | -0.00033716 | 0.0089643 | 0.27851 | 0.65955 |  | 1 | f | Std, non-mv, no insulation | [6 empty] | under | inner | [10 empty] | 1 | [11 empty] | Target floor thermal resistance (m2.K/W) |  |  | Wall depth (mm) from outer edge of slab to edge of internal floor | [16 empty] | 7 | 2.3537
12 | L | [18 empty] | 300 | 0.59317 | -2.5055 | 3.4122 | -0.3023 | -0.00031925 | 0.0087149 | 0.28693 | 0.67885 |  | 2 | j | Std, non-mv, 1.2m x 50mm edge | [6 empty] | 0 | 0 | [10 empty] | slab | raft | [12 empty] | A/P fraction | 90 + | 140 + | 180 + | 250 + | 300 + | A/P fraction | 90 + | 140 + | 180 + | 250 + | 300 + | [6 empty] | 6.5 | 2.2071
13 | M | [18 empty] | 90 | 0.26215 | -0.93363 | 1.5818 | -0.080307 | 0.0010112 | -0.019935 | 0.46833 | 0.44269 |  | 3 | n | Std, non-mv, full 50mm under slab | [5 empty] | 0 | 3 |  |  | 2 | 0 |  | 1 | 0 |  | 6 | 90 |  | 4 | FALSE |  | 7 |  |  | 5 | 0 |  | 8 | [5 empty] | 90 ≤ | 140 ≤ | 180 ≤ | 250 ≤ | 300 ≤ |  | 90 ≤ | 140 ≤ | 180 ≤ | 250 ≤ | 300 ≤ | [6 empty] | 6 | 2.061
14 | N | [18 empty] | 135 | 0.19792 | -0.75536 | 1.4421 | 0.032557 | 0.001043 | -0.020347 | 0.48084 | 0.50699 |  | 4 | l | Std, non-mv, 1.2m x 100mm edge | [5 empty] | 3 | 2 | none | 2 | 2 | none | 2 | 2 | other than masonry veneer | 6 | 6 | 90 + | 7 | 2 | Slab floor without insulation | 42 | 38 | 2.4 | 50 | 51 | 0 % | 46 | 51 | 1.0 |  |  |  |  | < 140 | < 180 | < 250 | < 300 |  |  | < 140 | < 180 | < 250 | < 300 | [7 empty] | 5.5 | 1.915
15 | O | [17 empty] | n | 180 | 0.059606 | -0.34335 | 1.0843 | 0.20053 | 0.0010632 | -0.020509 | 0.49069 | 0.57418 |  | 5 | p | Std, non-mv, full 100mm under slab | [6 empty] | 1 |  |  | 1 |  |  | 1 |  |  | 1 |  |  | 1 |  |  | 1 |  |  | 1 | 50 % |  | 1 | 6.0 |  | 1.5 | 1.0 | 3.3 | 1.2697 | 1.3137 | 1.3541 | 1.4113 | 1.4487 | 10 | 3.2526 | 3.3533 | 3.4455 | 3.5757 | 3.6609 | [6 empty] | 5 | 1.769
16 | P | [18 empty] | 250 | 0.15856 | -0.64067 | 1.3857 | 0.1938 | 0.001071 | -0.020258 | 0.50059 | 0.67915 |  | 6 | b | Waffle pod, non-mv, no insulation | [6 empty] | 2 | none |  | 2 | none |  | 2 | other than masonry veneer |  | 2 | 300 + |  | 2 | Slab floor without insulation |  | 2 | 10 | 10 | 2 | 49 % |  | 2 | 5.9 |  |  |  | 3.2 | 1.24 | 1.2833 | 1.3229 | 1.379 | 1.4157 | 9.5 | 3.0995 | 3.1956 | 3.2836 | 3.4079 | 3.4893 | [6 empty] | 4.9 | 1.7397
17 | Q | [18 empty] | 300 | 0.14352 | -0.6504 | 1.4701 | 0.22232 | 0.0010662 | -0.019898 | 0.5051 | 0.74653 |  | 7 | b1 | Waffle pod, non-mv, 50mm under-raft | [6 empty] | 3 | R 1.0 m^2.K/W |  | 3 | R 1.0 m2.K/W topper |  | 3 | Masonry veneer |  | 3 | 250 + |  | 3 | Slab floor with 1.2m wide strip of R1.2 underslab |  | 3 | 9.5 | 9.5 | 3 | 48 % |  | 3 | 5.8 |  |  |  | 3.1 | 1.2104 | 1.2528 | 1.2916 | 1.3467 | 1.3827 | 9 | 2.9479 | 3.0395 | 3.1235 | 3.2421 | 3.3197 | [6 empty] | 4.8 | 1.7105
18 | R | [18 empty] | 90 | 0.087384 | -1.0493 | 2.2987 | -0.29525 | -0.00054903 | 0.012908 | 0.22919 | 0.64053 |  | 8 | d1 | Waffle pod, non-mv, 100mm under-raft | [6 empty] | 4 | R1 edge & under foundation | [7 empty] | 4 | 180 + |  | 4 | Slab floor with full cover R1.2 underslab |  | 4 | 9 | 9 | 4 | 47 % |  | 4 | 5.7 |  |  |  | 3 | 1.1807 | 1.2222 | 1.2603 | 1.3143 | 1.3496 | 8.5 | 2.7978 | 2.885 | 2.965 | 3.0779 | 3.1518 | [6 empty] | 4.7 | 1.6813
19 | S | [18 empty] | 135 | 0.40509 | -1.9931 | 3.0967 | -0.40038 | -0.00058293 | 0.013776 | 0.23307 | 0.68671 |  | 9 | h | Std, non-mv, perim insulation | [6 empty] | 5 | R1 edge, under, & inner vert. | [7 empty] | 5 | 140 + |  | 5 | Slab floor with 1.2m wide strip of R2.4 underslab |  | 5 | 8.5 | 8.5 | 5 | 46 % |  | 5 | 5.6 |  |  |  | 2.9 | 1.1509 | 1.1917 | 1.229 | 1.2818 | 1.3164 | 8 | 2.6488 | 2.7317 | 2.8078 | 2.9152 | 2.9854 | [6 empty] | 4.6 | 1.652
20 | T | [17 empty] | l | 180 | 0.38368 | -1.8503 | 2.8049 | -0.15866 | -0.00060633 | 0.014422 | 0.23756 | 0.72818 |  | 10 | r | Std, non-mv, perim, 1.2m x 50mm edge | [6 empty] | 6 | R1 edge, under, & inner vert. | [7 empty] | 6 | 90 + |  | 6 | Slab floor with full cover R2.4 underslab |  | 6 | 8 | 8 | 6 | 45 % |  | 6 | 5.5 |  |  |  | 2.8 | 1.1212 | 1.161 | 1.1976 | 1.2493 | 1.2832 | 7.5 | 2.5009 | 2.5795 | 2.6517 | 2.7536 | 2.8203 | [6 empty] | 4.5 | 1.6227
21 | U | [18 empty] | 250 | 0.63889 | -2.5851 | 3.3965 | -0.20146 | -0.00061952 | 0.014924 | 0.24609 | 0.77962 |  | 11 | v | Std, non-mv, perim, full 50mm under slab | [18 empty] | 7 | Concrete raft foundation |  | 7 | 7.5 | 7.5 | 7 | 44 % |  | 7 | 5.4 |  |  |  | 2.7 | 1.0913 | 1.1304 | 1.1662 | 1.2168 | 1.25 | 7 | 2.3537 | 2.4282 | 2.4965 | 2.5931 | 2.6562 | [6 empty] | 4.4 | 1.5934
22 | V | [18 empty] | 300 | 0.65336 | -2.5737 | 3.2391 | -0.00094524 | -0.00060308 | 0.014713 | 0.25454 | 0.80197 |  | 12 | t | Std, non-mv, perim, 1.2m x 100mm edge | [18 empty] | 8 | Concrete raft full cover R1.2 underslab |  | 8 | 7 | 7 | 8 | 43 % |  | 8 | 5.3 |  |  |  | 2.6 | 1.0615 | 1.0996 | 1.1347 | 1.1842 | 1.2167 | 6.5 | 2.2071 | 2.2775 | 2.342 | 2.4332 | 2.4928 |  | 1.0016 |  |  |  |  | 4.3 | 1.5641
23 | W | [18 empty] | 90 | 0.090278 | -0.43274 | 1.2672 | 0.016171 | 0.0016962 | -0.036189 | 0.62191 | 0.40974 |  | 13 | x | Std, non-mv, perim, full 100mm under slab | [18 empty] | 9 | Concrete raft full cover R2.4 underslab |  | 9 | 6.5 | 6.5 | 9 | 42 % |  | 9 | 5.2 |  |  |  | 2.5 | 1.0315 | 1.0689 | 1.1031 | 1.1516 | 1.1833 | 6 | 2.061 | 2.1272 | 2.1879 | 2.2738 | 2.33 | [6 empty] | 4.2 | 1.5348
24 | X | [18 empty] | 135 | 0.2066 | -0.79851 | 1.6691 | -0.048907 | 0.0018236 | -0.038564 | 0.64865 | 0.49245 |  | 14 | d | Waffle pod, non-mv, perim insulation | [21 empty] | 10 | 6 | 6 | 10 | 41 % |  | 10 | 5.1 |  |  |  | 2.4 | 1.0016 | 1.038 | 1.0715 | 1.1189 | 1.1499 | 5.5 | 1.915 | 1.9771 | 2.0341 | 2.1147 | 2.1674 |  | 0 | 0 % |  |  |  | 4.1 | 1.5055
25 | Y | [17 empty] | p | 180 | 0.32407 | -1.1498 | 2.0277 | -0.08519 | 0.0019348 | -0.04055 | 0.67126 | 0.58469 |  | 15 | f1 | Waffle pod, non-mv, perim, 50mm under-raft | [14 empty] | 1 | [6 empty] | 11 | 5.5 | 5.5 | 11 | 40 % |  | 11 | 5.0 |  |  |  | 2.3 | 0.97156 | 1.0072 | 1.0399 | 1.0861 | 1.1164 | 5 | 1.769 | 1.827 | 1.8802 | 1.9555 | 2.0048 | [6 empty] | 4 | 1.4761
26 | Z | [18 empty] | 250 | 0.23669 | -0.913 | 1.8951 | 0.069626 | 0.0020586 | -0.042537 | 0.69588 | 0.74099 |  | 16 | h1 | Waffle pod, non-mv, perim, 100mm under-raft | [7 empty] | coeffs 2 3 4 | 0 | 1 | 2 | 3 | 4 |  | coeffs 2 3 4 | 0 | 1 | 2 | 3 | 4 |  | 12 | 5 | 5 | 12 | 39 % |  | 12 | 4.9 |  |  |  | 2.2 | 0.94148 | 0.97624 | 1.0082 | 1.0533 | 1.0828 | 4.9 | 1.7397 | 1.797 | 1.8495 | 1.9237 | 1.9723 |  | 1 |  |  |  |  | 3.9 | 1.4467
27 | a | [18 empty] | 300 | -0.093171 | -0.040972 | 1.25 | 0.34727 | 0.0021103 | -0.043194 | 0.70637 | 0.84976 |  | 17 | e | Std, mv, no insulation | [6 empty] | 10 | 0 | 3.2526 | 3.3533 | 3.4455 | 3.5757 | 3.6609 | 10 | 0 | 3.2526 | 3.3533 | 3.4455 | 3.5757 | 3.6609 |  | 13 | 4.9 | 4.9 | 13 | 38 % |  | 13 | 4.8 |  |  |  | 2.1 | 0.91136 | 0.94526 | 0.97639 | 1.0204 | 1.0492 | 4.8 | 1.7105 | 1.7669 | 1.8187 | 1.8918 | 1.9397 | [6 empty] | 3.8 | 1.4173
28 | b | [18 empty] | 90 | -0.032697 | 0.006002 | 0.5152 | 0.28682 | 0.00068729 | -0.012822 | 0.40565 | 0.39381 |  | 18 | i | Std, mv, 1.2m x 50mm edge | [6 empty] | 9.5 | 0 | 3.0995 | 3.1956 | 3.2836 | 3.4079 | 3.4893 | 9.5 | 0 | 3.0995 | 3.1956 | 3.2836 | 3.4079 | 3.4893 |  | 14 | 4.8 | 4.8 | 14 | 37 % |  | 14 | 4.7 |  |  |  | 2 | 0.88117 | 0.91421 | 0.94456 | 0.98746 | 1.0155 | 4.7 | 1.6813 | 1.7368 | 1.7878 | 1.86 | 1.9071 | [6 empty] | 3.7 | 1.3878
29 | c | [18 empty] | 135 | 0.03588 | -0.20278 | 0.72733 | 0.23908 | 0.00071224 | -0.013236 | 0.41589 | 0.41727 |  | 19 | m | Std, mv, full 50mm under slab | [6 empty] | 9 | 0 | 2.9479 | 3.0395 | 3.1235 | 3.2421 | 3.3197 | 9 | 0 | 2.9479 | 3.0395 | 3.1235 | 3.2421 | 3.3197 |  | 15 | 4.7 | 4.7 | 15 | 36 % |  | 15 | 4.6 |  |  |  | 1.9 | 0.85093 | 0.88311 | 0.91267 | 0.95444 | 0.98178 | 4.6 | 1.652 | 1.7068 | 1.757 | 1.8281 | 1.8746 | [6 empty] | 3.6 | 1.3583
30 | d | [17 empty] | b | 180 | 0.11806 | -0.44226 | 0.94944 | 0.19383 | 0.00073637 | -0.013637 | 0.42532 | 0.43825 |  | 20 | k | Std, mv, 1.2m x 100mm edge | [6 empty] | 8.5 | 0 | 2.7978 | 2.885 | 2.965 | 3.0779 | 3.1518 | 8.5 | 0 | 2.7978 | 2.885 | 2.965 | 3.0779 | 3.1518 |  | 16 | 4.6 | 4.6 | 16 | 35 % |  | 16 | 4.5 |  |  |  | 1.8 | 0.82063 | 0.85194 | 0.88071 | 0.92136 | 0.94795 | 4.5 | 1.6227 | 1.6767 | 1.7262 | 1.7962 | 1.842 | [6 empty] | 3.5 | 1.3288
31 | e | [18 empty] | 250 | 0.14988 | -0.50823 | 0.99797 | 0.20127 | 0.0007712 | -0.014228 | 0.43875 | 0.4669 |  | 21 | o | Std, mv, full 100mm under slab | [6 empty] | 8 | 0 | 2.6488 | 2.7317 | 2.8078 | 2.9152 | 2.9854 | 8 | 0 | 2.6488 | 2.7317 | 2.8078 | 2.9152 | 2.9854 |  | 17 | 4.5 | 4.5 | 17 | 34 % |  | 17 | 4.4 |  |  |  | 1.7 | 0.79027 | 0.82071 | 0.84868 | 0.88821 | 0.91406 | 4.4 | 1.5934 | 1.6466 | 1.6953 | 1.7642 | 1.8094 | [6 empty] | 3.4 | 1.2992
32 | f | [18 empty] | 300 | 0.21065 | -0.68532 | 1.1622 | 0.17302 | 0.00079501 | -0.014636 | 0.44764 | 0.48493 |  | 22 | a | Waffle pod, mv, no insulation | [6 empty] | 7.5 | 0 | 2.5009 | 2.5795 | 2.6517 | 2.7536 | 2.8203 | 7.5 | 0 | 2.5009 | 2.5795 | 2.6517 | 2.7536 | 2.8203 |  | 18 | 4.4 | 4.4 | 18 | 33 % |  | 18 | 4.3 |  |  |  | 1.6 | 0.75984 | 0.78941 | 0.81659 | 0.85498 | 0.88009 | 4.3 | 1.5641 | 1.6164 | 1.6644 | 1.7323 | 1.7767 | [6 empty] | 3.3 | 1.2697
33 | g | [18 empty] | 90 | 0.002722 | -0.056518 | 0.70646 | 0.30747 | 0.002722 | -0.056518 | 0.70646 | 0.30747 |  | 23 | a1 | Waffle pod, mv, 50mm under-raft | [6 empty] | 7 | 0 | 2.3537 | 2.4282 | 2.4965 | 2.5931 | 2.6562 | 7 | 0 | 2.3537 | 2.4282 | 2.4965 | 2.5931 | 2.6562 |  | 19 | 4.3 | 4.3 | 19 | 32 % |  | 19 | 4.2 |  |  |  | 1.5 | 0.74686 | 0.77492 | 0.79809 | 0.8279 | 0.85618 | 4.2 | 1.5348 | 1.5863 | 1.6335 | 1.7003 | 1.7441 | [6 empty] | 3.2 | 1.24
34 | h |  |  |  | Slab floors | [14 empty] | 135 | 0.0028723 | -0.05946 | 0.73095 | 0.33035 | 0.0028723 | -0.05946 | 0.73095 | 0.33035 |  | 24 | c1 | Waffle pod, mv, 100mm under-raft | [6 empty] | 6.5 | 0 | 2.2071 | 2.2775 | 2.342 | 2.4332 | 2.4928 | 6.5 | 0 | 2.2071 | 2.2775 | 2.342 | 2.4332 | 2.4928 |  | 20 | 4.2 | 4.2 | 20 | 31 % |  | 20 | 4.1 |  |  |  | 1.4 | 0.72758 | 0.75369 | 0.77458 | 0.79912 | 0.82879 | 4.1 | 1.5055 | 1.5561 | 1.6026 | 1.6683 | 1.7114 | [6 empty] | 3.1 | 1.2104
35 | i |  |  |  | reference | lGqQ | [12 empty] | b1 | 180 | 0.0029731 | -0.061445 | 0.74765 | 0.34469 | 0.0029731 | -0.061445 | 0.74765 | 0.34469 |  | 25 | g | Std, mv, perim insulation | [6 empty] | 6 | 0 | 2.061 | 2.1272 | 2.1879 | 2.2738 | 2.33 | 6 | 0 | 2.061 | 2.1272 | 2.1879 | 2.2738 | 2.33 |  | 21 | 4.1 | 4.1 | 21 | 30 % |  | 21 | 4.0 |  |  |  | 1.3 | 0.70207 | 0.7267 | 0.74635 | 0.76694 | 0.7966 | 4 | 1.4761 | 1.5259 | 1.5716 | 1.6363 | 1.6787 | [6 empty] | 3 | 1.1807
36 | j |  |  |  | Wall type | other than masonry veneer | [13 empty] | 250 | 0.0031153 | -0.064243 | 0.77112 | 0.36512 | 0.0031153 | -0.064243 | 0.77112 | 0.36512 |  | 26 | q | Std, mv, perim, 1.2m x 50mm edge | [6 empty] | 5.5 | 0 | 1.915 | 1.9771 | 2.0341 | 2.1147 | 2.1674 | 5.5 | 0 | 1.915 | 1.9771 | 2.0341 | 2.1147 | 2.1674 |  | 22 | 4 | 4 | 22 | 29 % |  | 22 | 3.9 |  |  |  | 1.2 | 0.67167 | 0.69507 | 0.71429 | 0.73211 | 0.76061 | 3.9 | 1.4467 | 1.4957 | 1.5407 | 1.6043 | 1.6459 | [6 empty] | 2.9 | 1.1509
37 | k |  |  |  | Topper insulating layer | none | [13 empty] | 300 | 0.0032211 | -0.066331 | 0.78872 | 0.38011 | 0.0032211 | -0.066331 | 0.78872 | 0.38011 |  | 27 | u | Std, mv, perim, full 50mm under slab | [6 empty] | 5 | 0 | 1.769 | 1.827 | 1.8802 | 1.9555 | 2.0048 | 5 | 0 | 1.769 | 1.827 | 1.8802 | 1.9555 | 2.0048 |  | 23 | 3.9 | 3.9 | 23 | 28 % |  | 23 | 3.8 |  |  |  | 1.1 | 0.63771 | 0.65995 | 0.67929 | 0.6954 | 0.72181 | 3.8 | 1.4173 | 1.4654 | 1.5097 | 1.5722 | 1.6131 | [6 empty] | 2.8 | 1.1212
38 | l |  |  |  | Vertical edge insulation | none | [13 empty] | 90 | 0.0032699 | -0.070519 | 0.8514 | 0.23979 | 0.0032699 | -0.070519 | 0.8514 | 0.23979 |  | 28 | s | Std, mv, perim, 1.2m x 100mm edge | [6 empty] | 4.9 | 0 | 1.7397 | 1.797 | 1.8495 | 1.9237 | 1.9723 | 4.9 | 0 | 1.7397 | 1.797 | 1.8495 | 1.9237 | 1.9723 |  | 24 | 3.8 | 3.8 | 24 | 27 % |  | 24 | 3.7 |  |  |  | 1 | 0.6015 | 0.62247 | 0.64225 | 0.65754 | 0.68119 | 3.7 | 1.3878 | 1.4352 | 1.4786 | 1.5401 | 1.5803 | [6 empty] | 2.7 | 1.0913
39 | m |  |  |  | Floor type & underslab insulation style | Slab floor without insulation | [13 empty] | 135 | 0.0034756 | -0.074678 | 0.88493 | 0.25952 | 0.0034756 | -0.074678 | 0.88493 | 0.25952 |  | 29 | w | Std, mv, perim, full 100mm under slab | [6 empty] | 4.8 | 0 | 1.7105 | 1.7669 | 1.8187 | 1.8918 | 1.9397 | 4.8 | 0 | 1.7105 | 1.7669 | 1.8187 | 1.8918 | 1.9397 |  | 25 | 3.7 | 3.7 | 25 | 26 % |  | 25 | 3.6 |  |  |  | 0.9 | 0.56438 | 0.58377 | 0.60405 | 0.61929 | 0.63976 | 3.6 | 1.3583 | 1.4049 | 1.4475 | 1.5079 | 1.5475 | [6 empty] | 2.6 | 1.0615
40 | n |  |  |  | Wall depth (mm) | 90 + | [12 empty] | d1 | 180 | 0.0036119 | -0.077437 | 0.90733 | 0.27188 | 0.0036119 | -0.077437 | 0.90733 | 0.27188 |  | 30 | c | Waffle pod, mv, perim insulation | [6 empty] | 4.7 | 0 | 1.6813 | 1.7368 | 1.7878 | 1.86 | 1.9071 | 4.7 | 0 | 1.6813 | 1.7368 | 1.7878 | 1.86 | 1.9071 |  | 26 | 3.6 | 3.6 | 26 | 25 % |  | 26 | 3.5 |  |  |  | 0.8 | 0.52766 | 0.545 | 0.56561 | 0.5814 | 0.5985 | 3.5 | 1.3288 | 1.3745 | 1.4164 | 1.4758 | 1.5146 | [6 empty] | 2.5 | 1.0315
41 | o |  |  |  | Area-Perim. fraction | 2.4 | [13 empty] | 250 | 0.003803 | -0.081305 | 0.93865 | 0.28967 | 0.003803 | -0.081305 | 0.93865 | 0.28967 |  | 31 | e1 | Waffle pod, mv, perim, 50mm under-raft | [6 empty] | 4.6 | 0 | 1.652 | 1.7068 | 1.757 | 1.8281 | 1.8746 | 4.6 | 0 | 1.652 | 1.7068 | 1.757 | 1.8281 | 1.8746 |  | 27 | 3.5 | 3.5 | 27 | 24 % |  | 27 | 3.4 |  |  |  | 0.7 | 0.49269 | 0.50728 | 0.5278 | 0.54462 | 0.55841 | 3.4 | 1.2992 | 1.3441 | 1.3853 | 1.4435 | 1.4817 | [6 empty] | 2.4 | 1.0016
42 | p |  |  |  | Floor R-value (m2.K/W) | 1.0016 | [13 empty] | 300 | 0.0039439 | -0.084163 | 0.96192 | 0.30266 | 0.0039439 | -0.084163 | 0.96192 | 0.30266 |  | 32 | g1 | Waffle pod, mv, perim, 100mm under-raft | [6 empty] | 4.5 | 0 | 1.6227 | 1.6767 | 1.7262 | 1.7962 | 1.842 | 4.5 | 0 | 1.6227 | 1.6767 | 1.7262 | 1.7962 | 1.842 |  | 28 | 3.4 | 3.4 | 28 | 23 % |  | 28 | 3.3 |  |  |  | 0.6 | 0.46078 | 0.47175 | 0.49153 | 0.50969 | 0.52048 | 3.3 | 1.2697 | 1.3137 | 1.3541 | 1.4113 | 1.4487 | [6 empty] | 2.3 | 0.97156
43 | q | [18 empty] | 90 | -0.16534 | 0.44612 | 0.031693 | 0.45557 | 0.00034554 | -0.0054569 | 0.37516 | 0.38665 | [10 empty] | 4.4 | 0 | 1.5934 | 1.6466 | 1.6953 | 1.7642 | 1.8094 | 4.4 | 0 | 1.5934 | 1.6466 | 1.6953 | 1.7642 | 1.8094 |  | 29 | 3.3 | 3.3 | 29 | 22 % |  | 29 | 3.2 | [21 empty] | 2.2 | 0.94148
44 | r | [18 empty] | 135 | -0.090046 | 0.22671 | 0.23519 | 0.39579 | 0.00035898 | -0.0057008 | 0.38078 | 0.39139 | f | Std, non-mv, no insulation | [8 empty] | 4.3 | 0 | 1.5641 | 1.6164 | 1.6644 | 1.7323 | 1.7767 | 4.3 | 0 | 1.5641 | 1.6164 | 1.6644 | 1.7323 | 1.7767 |  | 30 | 3.2 | 3.2 | 30 | 21 % |  | 30 | 3.1 | [21 empty] | 2.1 | 0.91136
45 | s | [17 empty] | h | 180 | -0.014525 | 0.0066171 | 0.43931 | 0.33582 | 0.00037161 | -0.0059333 | 0.38633 | 0.39622 |  | < A/P 1.6 |  |  |  | >= A/P 1.6 |  |  |  |  | 4.2 | 0 | 1.5348 | 1.5863 | 1.6335 | 1.7003 | 1.7441 | 4.2 | 0 | 1.5348 | 1.5863 | 1.6335 | 1.7003 | 1.7441 |  | 31 | 3.1 | 3.1 | 31 | 20 % |  | 31 | 3.0 |  | H1/AS1 5th ed. Schedule method minimum R 1.5 in climate | [19 empty] | 2 | 0.88117
46 | t | [18 empty] | 250 | 0.10243 | -0.33423 | 0.75543 | 0.24295 | 0.00039 | -0.0062644 | 0.39466 | 0.40414 | 1 | x^3 | x^2 | x | c | x^3 | x^2 | x | c |  | 4.1 | 0 | 1.5055 | 1.5561 | 1.6026 | 1.6683 | 1.7114 | 4.1 | 0 | 1.5055 | 1.5561 | 1.6026 | 1.6683 | 1.7114 |  | 32 | 3 | 3 | 32 | 19 % |  | 32 | 2.9 |  | zones 1-4, R 1.6 in zone 5 and R 1.7 in zone 6 | [19 empty] | 1.9 | 0.85093
47 | u | [18 empty] | 300 | 0.18576 | -0.57708 | 0.98066 | 0.17678 | 0.00040228 | -0.0064898 | 0.40052 | 0.40976 | 90 | -0.22112 | 0.61763 | -0.20302 | 0.40801 | 0.00027058 | -0.0044997 | 0.31687 | 0.26326 |  | 4 | 0 | 1.4761 | 1.5259 | 1.5716 | 1.6363 | 1.6787 | 4 | 0 | 1.4761 | 1.5259 | 1.5716 | 1.6363 | 1.6787 |  | 33 | 2.9 | 2.9 | 33 | 18 % |  | 33 | 2.8 |  | For heated floors R 2.5 in zones 1-3, R 2.8 zone 4, | [19 empty] | 1.8 | 0.82063
48 | v | [18 empty] | 90 | -0.0069444 | -0.75655 | 2.033 | -0.038914 | -0.00048431 | 0.012207 | 0.27714 | 0.76115 | 135 | -0.1897 | 0.50819 | -0.064515 | 0.36849 | 0.00028614 | -0.00474 | 0.32628 | 0.27832 |  | 3.9 | 0 | 1.4467 | 1.4957 | 1.5407 | 1.6043 | 1.6459 | 3.9 | 0 | 1.4467 | 1.4957 | 1.5407 | 1.6043 | 1.6459 |  | 34 | 2.8 | 2.8 | 34 | 17 % |  | 34 | 2.7 |  | & R 3.0 in zones 5 & 6. | [19 empty] | 1.7 | 0.79027
49 | w | [18 empty] | 135 | 0.36169 | -1.9023 | 3.108 | -0.31163 | -0.0004688 | 0.011991 | 0.28333 | 0.77611 | 180 | -0.14913 | 0.38997 | 0.045132 | 0.35628 | 0.00029829 | -0.004927 | 0.33475 | 0.29238 |  | 3.8 | 0 | 1.4173 | 1.4654 | 1.5097 | 1.5722 | 1.6131 | 3.8 | 0 | 1.4173 | 1.4654 | 1.5097 | 1.5722 | 1.6131 |  | 35 | 2.7 | 2.7 | 35 | 16 % |  | 35 | 2.6 | [21 empty] | 1.6 | 0.75984
50 | x | [17 empty] | r | 180 | 0.64583 | -2.7661 | 3.8902 | -0.49326 | -0.00045438 | 0.011789 | 0.28938 | 0.79069 | 250 | -0.12494 | 0.35519 | 0.046228 | 0.38107 | 0.00031783 | -0.0052352 | 0.34694 | 0.31197 |  | 3.7 | 0 | 1.3878 | 1.4352 | 1.4786 | 1.5401 | 1.5803 | 3.7 | 0 | 1.3878 | 1.4352 | 1.4786 | 1.5401 | 1.5803 |  | 36 | 2.6 | 2.6 | 36 | 15 % |  | 36 | 2.5 |  | Verical edge insulation assumed to be R 1.0 installed vertically against | [19 empty] | 1.5 | 0.74686
51 | y | [18 empty] | 250 | 1.0203 | -3.8483 | 4.7969 | -0.67385 | -0.0004197 | 0.011211 | 0.3 | 0.80691 | 300 | -0.16574 | 0.45623 | -0.0033307 | 0.39404 | 0.00033156 | -0.0054534 | 0.355 | 0.32469 |  | 3.6 | 0 | 1.3583 | 1.4049 | 1.4475 | 1.5079 | 1.5475 | 3.6 | 0 | 1.3583 | 1.4049 | 1.4475 | 1.5079 | 1.5475 |  | 37 | 2.5 | 2.5 | 37 | 14 % |  | 37 | 2.4 |  | exterior face of wall footing. | [19 empty] | 1.4 | 0.72758
52 | z | [18 empty] | 300 | 1.1186 | -4.0636 | 4.8628 | -0.6154 | -0.00037967 | 0.010462 | 0.30926 | 0.81005 | 90 | -0.22112 | 0.61763 | -0.20302 | 0.40801 | 0.00027058 | -0.0044997 | 0.31687 | 0.26326 |  | 3.5 | 0 | 1.3288 | 1.3745 | 1.4164 | 1.4758 | 1.5146 | 3.5 | 0 | 1.3288 | 1.3745 | 1.4164 | 1.4758 | 1.5146 |  | 38 | 2.4 | 2.4 | 38 | 13 % |  | 38 | 2.3 | [21 empty] | 1.3 | 0.70207
53 | 0 | [18 empty] | 90 | 0.36979 | -1.2741 | 2.0174 | -0.03335 | 0.0012705 | -0.02449 | 0.54804 | 0.64379 |  | #NAME? | [8 empty] | 3.4 | 0 | 1.2992 | 1.3441 | 1.3853 | 1.4435 | 1.4817 | 3.4 | 0 | 1.2992 | 1.3441 | 1.3853 | 1.4435 | 1.4817 |  | 39 | 2.3 | 2.3 | 39 | 12 % |  | 39 | 2.2 |  | A/P: area-to-perimeter fraction | [19 empty] | 1.2 | 0.67167
54 | 1 | [18 empty] | 135 | 0.27951 | -1.0289 | 1.8269 | 0.073764 | 0.001265 | -0.024172 | 0.55078 | 0.69713 | [10 empty] | 3.3 | 0 | 1.2697 | 1.3137 | 1.3541 | 1.4113 | 1.4487 | 3.3 | 0 | 1.2697 | 1.3137 | 1.3541 | 1.4113 | 1.4487 |  | 40 | 2.2 | 2.2 | 40 | 11 % |  | 40 | 2.1 | [21 empty] | 1.1 | 0.63771
55 | 2 | [17 empty] | v | 180 | 0.22396 | -0.86696 | 1.6768 | 0.18788 | 0.001253 | -0.0237 | 0.55227 | 0.75408 | No perimeter insulation | [9 empty] | 3.2 | 0 | 1.24 | 1.2833 | 1.3229 | 1.379 | 1.4157 | 3.2 | 0 | 1.24 | 1.2833 | 1.3229 | 1.379 | 1.4157 |  | 41 | 2.1 | 2.1 | 41 | 10 % |  | 41 | 2.0 |  | Calculated using 2D finite element modelling with some initial verification using 3D FEM | [19 empty] | 1 | 0.6015
56 | 3 | [18 empty] | 250 | 0.32465 | -1.1693 | 1.9828 | 0.14978 | 0.001223 | -0.022729 | 0.55235 | 0.84283 | f | Std, non-mv, no insulation | [8 empty] | 3.1 | 0 | 1.2104 | 1.2528 | 1.2916 | 1.3467 | 1.3827 | 3.1 | 0 | 1.2104 | 1.2528 | 1.2916 | 1.3467 | 1.3827 |  | 42 | 2 | 2 | 42 | 9 % |  | 42 | 1.9 |  | Does not include the effect of missing underslab insulation such as wall thickenings or support beams | [19 empty] | 0.9 | 0.56438
57 | 4 | [18 empty] | 300 | 0.22569 | -0.89881 | 1.7689 | 0.26379 | 0.0011983 | -0.022007 | 0.55181 | 0.89873 |  | < A/P 1.6 |  |  |  | >= A/P 1.6 |  |  |  |  | 3 | 0 | 1.1807 | 1.2222 | 1.2603 | 1.3143 | 1.3496 | 3 | 0 | 1.1807 | 1.2222 | 1.2603 | 1.3143 | 1.3496 |  | 43 | 1.9 | 1.9 | 43 | 8 % |  | 43 | 1.8 | [21 empty] | 0.8 | 0.52766
58 | 5 | [18 empty] | 90 | 1.1157 | -4.323 | 5.5871 | -1.1031 | -0.00085312 | 0.019878 | 0.2319 | 0.8971 | 1 | x^3 | x^2 | x | c | x^3 | x^2 | x | c |  | 2.9 | 0 | 1.1509 | 1.1917 | 1.229 | 1.2818 | 1.3164 | 2.9 | 0 | 1.1509 | 1.1917 | 1.229 | 1.2818 | 1.3164 |  | 44 | 1.8 | 1.8 | 44 | 7 % |  | 44 | 1.7 |  | Putting insulation underneath the foundation requires specific engineering design (SED). | [19 empty] | 0.7 | 0.49269
59 | 6 | [18 empty] | 135 | 1.0718 | -4.0698 | 5.1361 | -0.82132 | -0.00083923 | 0.019711 | 0.23794 | 0.91514 | 90 | -0.22112 | 0.61763 | -0.20302 | 0.40801 | 0.00027058 | -0.0044997 | 0.31687 | 0.26326 |  | 2.8 | 0 | 1.1212 | 1.161 | 1.1976 | 1.2493 | 1.2832 | 2.8 | 0 | 1.1212 | 1.161 | 1.1976 | 1.2493 | 1.2832 |  | 45 | 1.7 | 1.7 | 45 | 6 % |  | 45 | 1.6 | [21 empty] | 0.6 | 0.46078
60 | 7 | [17 empty] | t | 180 | 1.0214 | -3.7535 | 4.5697 | -0.49235 | -0.00082079 | 0.019449 | 0.24447 | 0.93169 | 135 | -0.1897 | 0.50819 | -0.064515 | 0.36849 | 0.00028614 | -0.00474 | 0.32628 | 0.27832 |  | 2.7 | 0 | 1.0913 | 1.1304 | 1.1662 | 1.2168 | 1.25 | 2.7 | 0 | 1.0913 | 1.1304 | 1.1662 | 1.2168 | 1.25 |  | 46 | 1.6 | 1.6 | 46 | 5 % |  | 46 | 1.5
61 | 8 | [18 empty] | 250 | 0.99306 | -3.5548 | 4.1948 | -0.25111 | -0.0007766 | 0.018708 | 0.25629 | 0.94941 | 180 | -0.14913 | 0.38997 | 0.045132 | 0.35628 | 0.00029829 | -0.004927 | 0.33475 | 0.29238 |  | 2.6 | 0 | 1.0615 | 1.0996 | 1.1347 | 1.1842 | 1.2167 | 2.6 | 0 | 1.0615 | 1.0996 | 1.1347 | 1.1842 | 1.2167 |  | 47 | 1.5 | 1.5 | 47 | 4 % |  | 47 | 1.4
62 | 9 | [18 empty] | 300 | 0.88252 | -3.063 | 3.4657 | 0.12565 | -0.00072188 | 0.017679 | 0.26739 | 0.95083 | 250 | -0.12494 | 0.35519 | 0.046228 | 0.38107 | 0.00031783 | -0.0052352 | 0.34694 | 0.31197 |  | 2.5 | 0 | 1.0315 | 1.0689 | 1.1031 | 1.1516 | 1.1833 | 2.5 | 0 | 1.0315 | 1.0689 | 1.1031 | 1.1516 | 1.1833 |  | 48 | 1.4 | 1.4 | 48 | 3 % |  | 48 | 1.3
63 | + | [18 empty] | 90 | 0.065394 | -0.47629 | 1.591 | 0.094074 | 0.0022215 | -0.046524 | 0.74397 | 0.62632 | 300 | -0.16574 | 0.45623 | -0.0033307 | 0.39404 | 0.00033156 | -0.0054534 | 0.355 | 0.32469 |  | 2.4 | 0 | 1.0016 | 1.038 | 1.0715 | 1.1189 | 1.1499 | 2.4 | 0 | 1.0016 | 1.038 | 1.0715 | 1.1189 | 1.1499 |  | 49 | 1.3 | 1.3 | 49 | 2 % |  | 49 | 1.2
64 | / | [18 empty] | 135 | -0.027778 | -0.1869 | 1.3285 | 0.24749 | 0.002281 | -0.047447 | 0.75454 | 0.70461 | 90 | -0.22112 | 0.61763 | -0.20302 | 0.40801 | 0.00027058 | -0.0044997 | 0.31687 | 0.26326 |  | 2.3 | 0 | 0.97156 | 1.0072 | 1.0399 | 1.0861 | 1.1164 | 2.3 | 0 | 0.97156 | 1.0072 | 1.0399 | 1.0861 | 1.1164 |  | 50 | 1.2 | 1.2 | 50 | 1 % |  | 50 | 1.1
65 | = | [17 empty] | x | 180 | -0.071759 | -0.085516 | 1.3043 | 0.30484 | 0.0023303 | -0.048107 | 0.76275 | 0.79238 |  | 1.0016 | [8 empty] | 2.2 | 0 | 0.94148 | 0.97624 | 1.0082 | 1.0533 | 1.0828 | 2.2 | 0 | 0.94148 | 0.97624 | 1.0082 | 1.0533 | 1.0828 |  | 51 | 1.1 | 1.1 | 51 | 0 % |  | 51 | 1.0
[20 empty] | 250 | 0.30382 | -1.2247 | 2.4176 | 0.054464 | 0.0023676 | -0.048287 | 0.76874 | 0.93943 | [10 empty] | 2.1 | 0 | 0.91136 | 0.94526 | 0.97639 | 1.0204 | 1.0492 | 2.1 | 0 | 0.91136 | 0.94526 | 0.97639 | 1.0204 | 1.0492 |  | 52 | 1 | 1 |  |  |  | 52 | 0.9
[20 empty] | 300 | 0.34259 | -1.3466 | 2.5563 | 0.085533 | 0.0023706 | -0.047947 | 0.76918 | 1.0392 | No insulation | [9 empty] | 2 | 0 | 0.88117 | 0.91421 | 0.94456 | 0.98746 | 1.0155 | 2 | 0 | 0.88117 | 0.91421 | 0.94456 | 0.98746 | 1.0155 |  | 53 | 0.9 | 0.9 |  |  |  | 53 | 0.8
[20 empty] | 90 | -0.24884 | 0.67163 | -0.0833 | 0.70245 | 0.00082431 | -0.014778 | 0.46595 | 0.58626 | f | Std, non-mv, no insulation | [8 empty] | 1.9 | 0 | 0.85093 | 0.88311 | 0.91267 | 0.95444 | 0.98178 | 1.9 | 0 | 0.85093 | 0.88311 | 0.91267 | 0.95444 | 0.98178 |  | 54 | 0.8 | 0.8 |  |  |  | 54 | 0.7
[20 empty] | 135 | -0.18345 | 0.48105 | 0.093449 | 0.65053 | 0.00084585 | -0.015212 | 0.47262 | 0.58811 |  | < A/P 1.6 |  |  |  | >= A/P 1.6 |  |  |  |  | 1.8 | 0 | 0.82063 | 0.85194 | 0.88071 | 0.92136 | 0.94795 | 1.8 | 0 | 0.82063 | 0.85194 | 0.88071 | 0.92136 | 0.94795 |  | 55 | 0.7 | 0.7 |  |  |  | 55 | 0.6
[19 empty] | d | 180 | -0.054977 | 0.062004 | 0.53891 | 0.49637 | 0.00086537 | -0.015602 | 0.47899 | 0.59127 | 1 | x^3 | x^2 | x | c | x^3 | x^2 | x | c |  | 1.7 | 0 | 0.79027 | 0.82071 | 0.84868 | 0.88821 | 0.91406 | 1.7 | 0 | 0.79027 | 0.82071 | 0.84868 | 0.88821 | 0.91406 |  | 56 | 0.6 | 0.6 |  |  |  | 56 | 0.5
[20 empty] | 250 | 0.10764 | -0.4119 | 0.97129 | 0.3721 | 0.00089462 | -0.016173 | 0.48859 | 0.59769 | 90 | -0.22112 | 0.61763 | -0.20302 | 0.40801 | 0.00027058 | -0.0044997 | 0.31687 | 0.26326 |  | 1.6 | 0 | 0.75984 | 0.78941 | 0.81659 | 0.85498 | 0.88009 | 1.6 | 0 | 0.75984 | 0.78941 | 0.81659 | 0.85498 | 0.88009
[20 empty] | 300 | 0.19329 | -0.66151 | 1.2028 | 0.30409 | 0.00091473 | -0.016557 | 0.4952 | 0.60303 | 135 | -0.1897 | 0.50819 | -0.064515 | 0.36849 | 0.00028614 | -0.00474 | 0.32628 | 0.27832 |  | 1.5 | 0 | 0.74686 | 0.77492 | 0.79809 | 0.8279 | 0.85618 | 1.5 | 0 | 0.74686 | 0.77492 | 0.79809 | 0.8279 | 0.85618
[20 empty] | 90 | 0.0036168 | -0.073618 | 0.84054 | 0.49181 | 0.0036168 | -0.073618 | 0.84054 | 0.49181 | 180 | -0.14913 | 0.38997 | 0.045132 | 0.35628 | 0.00029829 | -0.004927 | 0.33475 | 0.29238 |  | 1.4 | 0 | 0.72758 | 0.75369 | 0.77458 | 0.79912 | 0.82879 | 1.4 | 0 | 0.72758 | 0.75369 | 0.77458 | 0.79912 | 0.82879
[20 empty] | 135 | 0.003662 | -0.074611 | 0.85046 | 0.48186 | 0.003662 | -0.074611 | 0.85046 | 0.48186 | 250 | -0.12494 | 0.35519 | 0.046228 | 0.38107 | 0.00031783 | -0.0052352 | 0.34694 | 0.31197 |  | 1.3 | 0 | 0.70207 | 0.7267 | 0.74635 | 0.76694 | 0.7966 | 1.3 | 0 | 0.70207 | 0.7267 | 0.74635 | 0.76694 | 0.7966
[19 empty] | f1 | 180 | 0.0037244 | -0.075911 | 0.86239 | 0.48202 | 0.0037244 | -0.075911 | 0.86239 | 0.48202 | 300 | -0.16574 | 0.45623 | -0.0033307 | 0.39404 | 0.00033156 | -0.0054534 | 0.355 | 0.32469 |  | 1.2 | 0 | 0.67167 | 0.69507 | 0.71429 | 0.73211 | 0.76061 | 1.2 | 0 | 0.67167 | 0.69507 | 0.71429 | 0.73211 | 0.76061
[20 empty] | 250 | 0.0037762 | -0.077036 | 0.8736 | 0.47786 | 0.0037762 | -0.077036 | 0.8736 | 0.47786 | 90 | -0.22112 | 0.61763 | -0.20302 | 0.40801 | 0.00027058 | -0.0044997 | 0.31687 | 0.26326 |  | 1.1 | 0 | 0.63771 | 0.65995 | 0.67929 | 0.6954 | 0.72181 | 1.1 | 0 | 0.63771 | 0.65995 | 0.67929 | 0.6954 | 0.72181
[20 empty] | 300 | 0.0038205 | -0.077982 | 0.88291 | 0.47737 | 0.0038205 | -0.077982 | 0.88291 | 0.47737 |  | 1.0016 | [8 empty] | 1 | 0 | 0.6015 | 0.62247 | 0.64225 | 0.65754 | 0.68119 | 1 | 0 | 0.6015 | 0.62247 | 0.64225 | 0.65754 | 0.68119
[20 empty] | 90 | 0.0046695 | -0.097316 | 1.0374 | 0.46138 | 0.0046695 | -0.097316 | 1.0374 | 0.46138 | [10 empty] | 0.9 | 0 | 0.56438 | 0.58377 | 0.60405 | 0.61929 | 0.63976 | 0.9 | 0 | 0.56438 | 0.58377 | 0.60405 | 0.61929 | 0.63976
[20 empty] | 135 | 0.004769 | -0.099319 | 1.0536 | 0.46947 | 0.004769 | -0.099319 | 1.0536 | 0.46947 | [10 empty] | 0.8 | 0 | 0.52766 | 0.545 | 0.56561 | 0.5814 | 0.5985 | 0.8 | 0 | 0.52766 | 0.545 | 0.56561 | 0.5814 | 0.5985
[19 empty] | h1 | 180 | 0.0048375 | -0.10072 | 1.0653 | 0.4747 | 0.0048375 | -0.10072 | 1.0653 | 0.4747 | [10 empty] | 0.7 | 0 | 0.49269 | 0.50728 | 0.5278 | 0.54462 | 0.55841 | 0.7 | 0 | 0.49269 | 0.50728 | 0.5278 | 0.54462 | 0.55841
[20 empty] | 250 | 0.0049663 | -0.10329 | 1.0855 | 0.48875 | 0.0049663 | -0.10329 | 1.0855 | 0.48875 | [10 empty] | 0.6 | 0 | 0.46078 | 0.47175 | 0.49153 | 0.50969 | 0.52048 | 0.6 | 0 | 0.46078 | 0.47175 | 0.49153 | 0.50969 | 0.52048
[20 empty] | 300 | 0.0050699 | -0.10535 | 1.1017 | 0.50018 | 0.0050699 | -0.10535 | 1.1017 | 0.50018
[20 empty] | 90 | 0.29144 | -0.88504 | 1.202 | -0.0054162 | 0.00031056 | -0.0051013 | 0.34407 | 0.31012 | [10 empty] | 1.8 | 0 | 0.82063 | 0.85194 | 0.88071 | 0.92136 | 0.94795 | 1.8 | 0 | 0.82063 | 0.85194 | 0.88071 | 0.92136 | 0.94795 | 0 | 0 | 0 | 0 | 0 | 0 | 0 | 0 | 0 | 0
[20 empty] | 135 | 0.21863 | -0.63716 | 0.94094 | 0.096392 | 0.00032345 | -0.0053103 | 0.35122 | 0.32075 | [10 empty] | 1.7 | 0 | 0.79027 | 0.82071 | 0.84868 | 0.88821 | 0.91406 | 1.7 | 0 | 0.79027 | 0.82071 | 0.84868 | 0.88821 | 0.91406 | 0 | 0 | 0 | 0 | 0 | 0 | 0 | 0 | 0 | 0
[19 empty] | e | 180 | 0.28102 | -0.86361 | 1.2078 | 0.014712 | 0.00033538 | -0.0055043 | 0.3581 | 0.33108 | [10 empty] | 1.6 | 0 | 0.75984 | 0.78941 | 0.81659 | 0.85498 | 0.88009 | 1.6 | 0 | 0.75984 | 0.78941 | 0.81659 | 0.85498 | 0.88009 | 0 | 0 | 0 | 0 | 0 | 0 | 0 | 0 | 0 | 0
[20 empty] | 250 | 0.21516 | -0.6449 | 0.99227 | 0.09972 | 0.00035333 | -0.0057966 | 0.36826 | 0.34634 | [10 empty] | 1.5 | 0 | 0.74686 | 0.77492 | 0.79809 | 0.8279 | 0.85618 | 1.5 | 0 | 0.74686 | 0.77492 | 0.79809 | 0.8279 | 0.85618 | 0 | 0 | 0 | 0 | 0 | 0 | 0 | 0 | 0 | 0
[20 empty] | 300 | 0.27679 | -0.86916 | 1.2571 | 0.018638 | 0.00036597 | -0.0060044 | 0.3752 | 0.35651 | [10 empty] | 1.4 | 0 | 0.72758 | 0.75369 | 0.77458 | 0.79912 | 0.82879 | 1.4 | 0 | 0.72758 | 0.75369 | 0.77458 | 0.79912 | 0.82879 | 0 | 0 | 0 | 0 | 0 | 0 | 0 | 0 | 0 | 0
[20 empty] | 90 | 0.56887 | -2.3811 | 3.3429 | -0.46614 | -0.00036376 | 0.0094223 | 0.27158 | 0.64983 | [10 empty] | 1.3 | 0 | 0.70207 | 0.7267 | 0.74635 | 0.76694 | 0.7966 | 1.3 | 0 | 0.70207 | 0.7267 | 0.74635 | 0.76694 | 0.7966 | 0 | 0 | 0 | 0 | 0 | 0 | 0 | 0 | 0 | 0
[20 empty] | 135 | 0.72164 | -2.8441 | 3.7523 | -0.52517 | -0.00036445 | 0.0095452 | 0.27747 | 0.67471 | [10 empty] | 1.2 | 0 | 0.67167 | 0.69507 | 0.71429 | 0.73211 | 0.76061 | 1.2 | 0 | 0.67167 | 0.69507 | 0.71429 | 0.73211 | 0.76061 | 0 | 0 | 0 | 0 | 0 | 0 | 0 | 0 | 0 | 0
[19 empty] | i | 180 | 0.83507 | -3.139 | 3.9303 | -0.48952 | -0.0003537 | 0.0094371 | 0.28421 | 0.69432 | [10 empty] | 1.1 | 0 | 0.63771 | 0.65995 | 0.67929 | 0.6954 | 0.72181 | 1.1 | 0 | 0.63771 | 0.65995 | 0.67929 | 0.6954 | 0.72181 | 0 | 0 | 0 | 0 | 0 | 0 | 0 | 0 | 0 | 0
[20 empty] | 250 | 0.9838 | -3.5903 | 4.3287 | -0.54533 | -0.0003111 | 0.0087026 | 0.29702 | 0.71037 | [10 empty] | 1 | 0 | 0.6015 | 0.62247 | 0.64225 | 0.65754 | 0.68119 | 1 | 0 | 0.6015 | 0.62247 | 0.64225 | 0.65754 | 0.68119 | 0 | 0 | 0 | 0 | 0 | 0 | 0 | 0 | 0 | 0
[20 empty] | 300 | 1.1007 | -3.931 | 4.5804 | -0.53644 | -0.00026821 | 0.0078928 | 0.30729 | 0.71319 | [10 empty] | 0.9 | 0 | 0.56438 | 0.58377 | 0.60405 | 0.61929 | 0.63976 | 0.9 | 0 | 0.56438 | 0.58377 | 0.60405 | 0.61929 | 0.63976 | 0 | 0 | 0 | 0 | 0 | 0 | 0 | 0 | 0 | 0
[20 empty] | 90 | 0.38773 | -1.3264 | 2.0087 | -0.062738 | 0.0011018 | -0.021199 | 0.50272 | 0.60177 | [10 empty] | 0.8 | 0 | 0.52766 | 0.545 | 0.56561 | 0.5814 | 0.5985 | 0.8 | 0 | 0.52766 | 0.545 | 0.56561 | 0.5814 | 0.5985 | 0 | 0 | 0 | 0 | 0 | 0 | 0 | 0 | 0 | 0
[20 empty] | 135 | 0.38194 | -1.3185 | 2.027 | -0.016286 | 0.0011043 | -0.021004 | 0.50818 | 0.66567 | [10 empty] | 0.7 | 0 | 0.49269 | 0.50728 | 0.5278 | 0.54462 | 0.55841 | 0.7 | 0 | 0.49269 | 0.50728 | 0.5278 | 0.54462 | 0.55841 | 0 | 0 | 0 | 0 | 0 | 0 | 0 | 0 | 0 | 0
[19 empty] | m | 180 | 0.26157 | -0.9498 | 1.6909 | 0.14072 | 0.0010996 | -0.020658 | 0.51192 | 0.72819 | [10 empty] | 0.6 | 0 | 0.46078 | 0.47175 | 0.49153 | 0.50969 | 0.52048 | 0.6 | 0 | 0.46078 | 0.47175 | 0.49153 | 0.50969 | 0.52048 | 0 | 0 | 0 | 0 | 0 | 0 | 0 | 0 | 0 | 0
[20 empty] | 250 | 0.36806 | -1.269 | 2.0127 | 0.098029 | 0.0010855 | -0.020044 | 0.51602 | 0.81256
[20 empty] | 300 | 0.33912 | -1.2294 | 2.0327 | 0.13886 | 0.0010753 | -0.019648 | 0.51859 | 0.8624 | [15 empty] | no topper |  |  | nmv | [7 empty] | mv
[20 empty] | 90 | 1.0885 | -4.1723 | 5.2422 | -0.95636 | -0.00066146 | 0.015651 | 0.23685 | 0.76861 | [18 empty] | none |  | perimeter |  | perim & footing |  | perim, foot, inner |  | none |  | perimeter |  | perim & footing |  | perim, foot, inner
[20 empty] | 135 | 0.87095 | -3.3061 | 4.1291 | -0.46473 | -0.00066545 | 0.015875 | 0.24227 | 0.79823 | [18 empty] | m. | xc | m. | xc | m. | xc | m. | xc | m. | xc | m. | xc | m. | xc | m. | xc
[19 empty] | k | 180 | 0.75984 | -2.7858 | 3.368 | -0.09164 | -0.00065384 | 0.015772 | 0.24913 | 0.82086 | [15 empty] | 1 | none |  | 0 | 0 | 0.1743 | 0.5021 | 0.0298 | 0.3495 | 0.0079 | 0.4414 | 0 | 0 | 0.058 | 0.5314 | 0.0122 | 0.3657 | 0.0238 | 0.521
[20 empty] | 250 | 0.60648 | -2.1425 | 2.4928 | 0.32499 | -0.00060241 | 0.014872 | 0.26327 | 0.83759 | [15 empty] | 2 | 1.2m underslab |  | 0 | 0 | 0.2098 | 0.3969 | 0.033 | 0.2373 | 0.0422 | -0.805 | 0 | 0 | 0.0605 | 0.4476 | 0.0124 | 0.2473 | 0.0025 | 0.9829
[20 empty] | 300 | 0.39294 | -1.3237 | 1.4549 | 0.77941 | -0.00054102 | 0.013707 | 0.27578 | 0.83716 | [15 empty] | 3 | underslab |  | 0 | 0 | 0.2975 | 0.3589 | 0.0524 | 0.1858 | 0.0875 | -0.373 | 0 | 0 | 0.0816 | 0.4021 | 0.0208 | 0.1613 | 0.0032 | 0.545
[20 empty] | 90 | 0.075231 | -0.46032 | 1.4694 | 0.1184 | 0.0020087 | -0.042008 | 0.68872 | 0.614 | [15 empty] | 4 | 1.2m x2 underslab |  | 0 | 0 | 0.2264 | 0.3546 | 0.0353 | 0.1913 | 0.0788 | -1.081 | 0 | 0 | 0.0617 | 0.4161 | 0.0125 | 0.2154 | 0.0008 | 1.1687
[20 empty] | 135 | 0.053819 | -0.4247 | 1.499 | 0.18269 | 0.002083 | -0.04319 | 0.70316 | 0.70935 | [15 empty] | 5 | x2 underslab |  | 0 | 0 | 0.386 | 0.3503 | 0.0714 | 0.1765 | 0.1796 | -0.266 | 0 | 0 | 0.0991 | 0.3813 | 0.0287 | 0.1279 | 0.0383 | -0.944
[19 empty] | o | 180 | -0.027199 | -0.21538 | 1.3747 | 0.28945 | 0.002135 | -0.043895 | 0.71334 | 0.80775 | [15 empty] | 6 | none |  | 0 | 0 | 0.2063 | 0.3676 | 0.0695 | 0.208 | 0 | 0 | 0 | 0 | 0.048 | 0.4097 | 0.0099 | 0.3027 | 0 | 0
[20 empty] | 250 | 0.16609 | -0.79653 | 1.9578 | 0.20655 | 0.0021766 | -0.044204 | 0.72211 | 0.95092 | [15 empty] | 7 | underpod |  | 0 | 0 | 0.3289 | 0.3162 | 0.2911 | -0.0003 | 0 | 0 | 0 | 0 | 0.074 | 0.3227 | 0.0577 | -0.238 | 0 | 0
[20 empty] | 300 | 0.028935 | -0.42361 | 1.6746 | 0.36274 | 0.0021886 | -0.044103 | 0.72537 | 1.0403 | [15 empty] | 8 | 2x underpod |  | 0 | 0 | 0.3934 | 0.344 | 0.4476 | 0.0066 | 0 | 0 | 0 | 0 | 0.09 | 0.3211 | 0.0988 | -0.169 | 0 | 0
[20 empty] | 90 | -0.01331 | -0.032639 | 0.55688 | 0.43085 | 0.00074278 | -0.01354 | 0.43947 | 0.52458
[20 empty] | 135 | -0.06713 | 0.15992 | 0.34713 | 0.51759 | 0.00076051 | -0.013844 | 0.44641 | 0.53916 | [18 empty] | nmv
[19 empty] | a | 180 | -0.064236 | 0.13363 | 0.40852 | 0.50072 | 0.0007769 | -0.014122 | 0.45314 | 0.5539 | [18 empty] | none |  | perimeter |  | perim & footing |  | perim, foot, inner
[20 empty] | 250 | 0.030093 | -0.14127 | 0.66348 | 0.44582 | 0.00080386 | -0.01458 | 0.46336 | 0.57538 | [18 empty] | m. | xc | m. | xc | m. | xc | m. | xc
[20 empty] | 300 | -0.025463 | 0.047421 | 0.46868 | 0.5275 | 0.00082171 | -0.014887 | 0.47033 | 0.58967 | [15 empty] | 1 | none |  | 0 | 0 | 0.1743 | 0.5021 | 0.0298 | 0.3495 | 0.0079 | 0.4414
[20 empty] | 90 | 0.0034949 | -0.070739 | 0.81175 | 0.52583 | 0.0034949 | -0.070739 | 0.81175 | 0.52583 | [15 empty] | 2 | 1.2m underslab |  | 0 | 0 | 0.2098 | 0.3969 | 0.033 | 0.2373 | 0.0422 | -0.805
[20 empty] | 135 | 0.0035732 | -0.072291 | 0.82479 | 0.53486 | 0.0035732 | -0.072291 | 0.82479 | 0.53486 | [15 empty] | 3 | underslab |  | 0 | 0 | 0.2975 | 0.3589 | 0.0524 | 0.1858 | 0.0875 | -0.373
[19 empty] | a1 | 180 | 0.0036313 | -0.073446 | 0.83458 | 0.54061 | 0.0036313 | -0.073446 | 0.83458 | 0.54061 | [15 empty] | 4 | 1.2m x2 underslab |  | 0 | 0 | 0.2264 | 0.3546 | 0.0353 | 0.1913 | 0.0788 | -1.081
[20 empty] | 250 | 0.0037255 | -0.075288 | 0.84992 | 0.55552 | 0.0037255 | -0.075288 | 0.84992 | 0.55552 | [15 empty] | 5 | x2 underslab |  | 0 | 0 | 0.386 | 0.3503 | 0.0714 | 0.1765 | 0.1796 | -0.266
[20 empty] | 300 | 0.0038014 | -0.076772 | 0.86227 | 0.56756 | 0.0038014 | -0.076772 | 0.86227 | 0.56756 | [15 empty] | 6 | none |  | 0 | 0 | 0.2063 | 0.3676 | 0.0695 | 0.208 | 0 | 0
[20 empty] | 90 | 0.0046475 | -0.097661 | 1.0537 | 0.40652 | 0.0046475 | -0.097661 | 1.0537 | 0.40652 | [15 empty] | 7 | underpod |  | 0 | 0 | 0.3289 | 0.3162 | 0.2911 | -0.0003 | 0 | 0
[20 empty] | 135 | 0.0046545 | -0.097971 | 1.0602 | 0.39596 | 0.0046545 | -0.097971 | 1.0602 | 0.39596 | [15 empty] | 8 | 2x underpod |  | 0 | 0 | 0.3934 | 0.344 | 0.4476 | 0.0066 | 0 | 0
[19 empty] | c1 | 180 | 0.0047087 | -0.099169 | 1.0721 | 0.39533 | 0.0047087 | -0.099169 | 1.0721 | 0.39533 | [15 empty] | 1 | none |  | 0 | 0 | 0.1743 | 0.5021 | 0.0298 | 0.3495 | 0.0079 | 0.4414
[20 empty] | 250 | 0.0047394 | -0.099935 | 1.0818 | 0.39051 | 0.0047394 | -0.099935 | 1.0818 | 0.39051 | [18 empty] | m. | xc | m. | xc | m. | xc | m. | xc
[20 empty] | 300 | 0.0047747 | -0.10075 | 1.0908 | 0.38942 | 0.0047747 | -0.10075 | 1.0908 | 0.38942 | [18 empty] | 0 | 0 | 0 | 0 | 0 | 0 | 0 | 0
[20 empty] | 90 | 0.125 | -0.38214 | 0.74857 | 0.19131 | 0.0003482 | -0.0056718 | 0.36785 | 0.35109 | [20 empty] | coef_m1 | coef_c1 | coef_m2 | coef_c2 | coef_m3 | coef_c3
[20 empty] | 135 | 0.087905 | -0.28297 | 0.68224 | 0.21263 | 0.00036076 | -0.0058831 | 0.37406 | 0.35935 | [15 empty] | Topper Insulation |  |  | nmv | [7 empty] | mv
[19 empty] | g | 180 | -0.0092593 | 0.026984 | 0.37497 | 0.32735 | 0.00037198 | -0.0060714 | 0.38004 | 0.36754 | [18 empty] | none |  | perimeter |  | perim & footing |  | perim, foot, inner |  | none |  | perimeter |  | perim & footing |  | perim, foot, inner
[20 empty] | 250 | 0.081481 | -0.2821 | 0.71845 | 0.22316 | 0.00038913 | -0.0063588 | 0.389 | 0.37976 | [18 empty] | m. | xc | m. | xc | m. | xc | m. | xc | m. | xc | m. | xc | m. | xc | m. | xc
[20 empty] | 300 | 0.125 | -0.45357 | 0.93429 | 0.15646 | 0.00040078 | -0.006559 | 0.39521 | 0.38794
[20 empty] | 90 | 0.57292 | -2.4911 | 3.5842 | -0.50179 | -0.00038786 | 0.010149 | 0.28442 | 0.71145 | [15 empty] | 1 | none |  | 0.0724 | 1 | 0.0494 | 1 | 0.0458 | 1 | 0.0454 | 1 | 0.0621 | 1 | 0.0551 | 1 | 0.0529 | 1 | 0.0508 | 1
[20 empty] | 135 | 0.63484 | -2.6447 | 3.6498 | -0.43653 | -0.00038128 | 0.010119 | 0.29019 | 0.73139 | [15 empty] | 2 | 1.2m underslab |  | 1.027 | 0.0571 | 1.0311 | 0.0091 | 1.0316 | 0.0033 | 1.0256 | 0.0023 | 1.011 | 0.0334 | 1.0158 | 0.0215 | 1.0165 | 0.0191 | 1.0142 | 0.0246
[19 empty] | q | 180 | 0.79977 | -3.1254 | 4.0313 | -0.46578 | -0.0003662 | 0.0099073 | 0.2967 | 0.74654 | [15 empty] | 3 | underslab |  | 1.0734 | 0.153 | 1.0554 | 0.0898 | 1.0502 | 0.0818 | 1.0195 | 0.0832 | 1.044 | 0.1132 | 1.0437 | 0.0977 | 1.0418 | 0.0948 | 1.0353 | 0.1019
[20 empty] | 250 | 0.90741 | -3.4569 | 4.3187 | -0.48896 | -0.00031628 | 0.0090017 | 0.30954 | 0.75617 | [15 empty] | 4 | 1.2m x2 underslab |  | 1.0657 | 0.0334 | 1.0688 | -0.015 | 1.0693 | -0.02 | 1.0656 | -0.024 | 1.0429 | 0.0101 | 1.0479 | -0.001 | 1.0486 | -0.004 | 1.0457 | 0.0011
[20 empty] | 300 | 1.0006 | -3.7285 | 4.5062 | -0.46123 | -0.00026974 | 0.0080981 | 0.31985 | 0.75511 | [15 empty] | 5 | x2 underslab |  | 1.1976 | 0.1756 | 1.1682 | 0.0999 | 1.1597 | 0.0897 | 1.1062 | 0.0849 | 1.1533 | 0.1213 | 1.1506 | 0.1041 | 1.147 | 0.1005 | 1.1313 | 0.107
[20 empty] | 90 | 0.32986 | -1.1577 | 1.9023 | 0.013214 | 0.0011923 | -0.022827 | 0.53116 | 0.66114 | [15 empty] | 6 | none |  | 0.0623 | 1 | 0.0415 | 1 | 0.0358 | 1 | 0.0358 | 1 | 0.0463 | 1 | 0.0423 | 1 | 0.041 | 1 | 0.041 | 1
[20 empty] | 135 | 0.37384 | -1.3306 | 2.1194 | -0.0038524 | 0.001185 | -0.022435 | 0.53408 | 0.72316 | [15 empty] | 7 | underpod |  | 1.1453 | 0.1778 | 1.1129 | 0.1121 | 1.0453 | 0.0843 | 1.0453 | 0.0843 | 1.0914 | 0.1207 | 1.0874 | 0.1078 | 1.0707 | 0.1063 | 1.0707 | 0.1063
[19 empty] | u | 180 | 0.31481 | -1.1675 | 1.9938 | 0.084876 | 0.0011721 | -0.02193 | 0.53572 | 0.78317 | [15 empty] | 8 | 2x underpod |  | 1.2371 | 0.2142 | 1.2017 | 0.1401 | 1.1061 | 0.1025 | 1.1061 | 0.1025 | 1.1726 | 0.1455 | 1.1674 | 0.1306 | 1.1412 | 0.1269 | 1.1412 | 0.1269
[20 empty] | 250 | 0.41204 | -1.4597 | 2.2833 | 0.05639 | 0.0011488 | -0.021144 | 0.53742 | 0.86329
[20 empty] | 300 | 0.136 | -0.59276 | 1.4283 | 0.38715 | 0.0011339 | -0.020662 | 0.53872 | 0.91019 | [18 empty] | nmv
[20 empty] | 90 | 1.0758 | -4.1799 | 5.306 | -0.8984 | -0.00071218 | 0.01693 | 0.24546 | 0.83816 | [18 empty] | none |  | perimeter |  | perim & footing |  | perim, foot, inner
[20 empty] | 135 | 0.87905 | -3.4189 | 4.3474 | -0.47545 | -0.00070598 | 0.016936 | 0.25116 | 0.86169 | [18 empty] | m. | xc | m. | xc | m. | xc | m. | xc
[19 empty] | s | 180 | 0.75637 | -2.8561 | 3.5211 | -0.065026 | -0.00068784 | 0.01668 | 0.25811 | 0.87871 | [15 empty] | 1 | none |  | 0.0724 | 1 | 0.0494 | 1 | 0.0458 | 1 | 0.0454 | 1
[20 empty] | 250 | 0.47569 | -1.806 | 2.2375 | 0.4767 | -0.00062533 | 0.015529 | 0.27273 | 0.88762 | [15 empty] | 2 | 1.2m underslab |  | 1.027 | 0.0571 | 1.0311 | 0.0091 | 1.0316 | 0.0033 | 1.0256 | 0.0023
[20 empty] | 300 | 0.17708 | -0.69464 | 0.87149 | 1.0508 | -0.00055522 | 0.014179 | 0.28578 | 0.8822 | [15 empty] | 3 | underslab |  | 1.0734 | 0.153 | 1.0554 | 0.0898 | 1.0502 | 0.0818 | 1.0195 | 0.0832
[20 empty] | 90 | 0.19271 | -0.82946 | 1.8816 | 0.03755 | 0.0021644 | -0.04508 | 0.72731 | 0.67756 | [15 empty] | 4 | 1.2m x2 underslab |  | 1.0657 | 0.0334 | 1.0688 | -0.015 | 1.0693 | -0.02 | 1.0656 | -0.024
[20 empty] | 135 | 0.13947 | -0.70109 | 1.8252 | 0.12711 | 0.0022213 | -0.045891 | 0.73765 | 0.77282 | [15 empty] | 5 | x2 underslab |  | 1.1976 | 0.1756 | 1.1682 | 0.0999 | 1.1597 | 0.0897 | 1.1062 | 0.0849
[19 empty] | w | 180 | -0.05787 | -0.12599 | 1.3418 | 0.34381 | 0.002259 | -0.046282 | 0.74431 | 0.86994 | [15 empty] | 6 | none |  | 0.0623 | 1 | 0.0415 | 1 | 0.0358 | 1 | 0.0358 | 1
[20 empty] | 250 | 0.13079 | -0.69365 | 1.9053 | 0.26943 | 0.0022801 | -0.046162 | 0.74863 | 1.0102 | [15 empty] | 7 | underpod |  | 1.1453 | 0.1778 | 1.1129 | 0.1121 | 1.0453 | 0.0843 | 1.0453 | 0.0843 | none |  |  |  | no perimeter
[20 empty] | 300 | -0.039931 | -0.25863 | 1.6099 | 0.41656 | 0.0022792 | -0.045814 | 0.74948 | 1.097 | [15 empty] | 8 | 2x underpod |  | 1.2371 | 0.2142 | 1.2017 | 0.1401 | 1.1061 | 0.1025 | 1.1061 | 0.1025 | m. | xc |  |  | m. | xc
[20 empty] | 90 | -0.15162 | 0.41508 | 0.12769 | 0.62768 | 0.00079055 | -0.01428 | 0.46057 | 0.58169 | [15 empty] | 1 | none |  | 0 | 0 | 0 | 0 | 0 | 0 | 0 | 0 | 0 | 0 |  |  | 0 | 0
[20 empty] | 135 | -0.1956 | 0.54325 | 0.015959 | 0.67775 | 0.00080905 | -0.014613 | 0.46717 | 0.59264 | [26 empty] | coef_m4 | coef_c4 |  |  | coef_m4_np | coef_c4_np
[19 empty] | c | 180 | -0.136 | 0.3249 | 0.27528 | 0.59827 | 0.00082555 | -0.014905 | 0.47343 | 0.60383 | [15 empty] | Topper insulation |  |  | nmv | [7 empty] | mv
[20 empty] | 250 | -0.15799 | 0.41577 | 0.1712 | 0.65331 | 0.00084925 | -0.015326 | 0.48271 | 0.6206 | [15 empty] | no underslab or underraft |  |  | none |  | perim |  | footing |  | inner |  | none |  | perim |  | footing |  | inner
[20 empty] | 300 | -0.17882 | 0.46756 | 0.14882 | 0.66171 | 0.00086733 | -0.015648 | 0.48924 | 0.63159 | [16 empty] | plain |  | 0.8924 |  | 0.9075 |  | 0.9162 |  | 0.916 |  | 0.9022 |  | 0.9093 |  | 0.9166 |  | 0.9177
[20 empty] | 90 | 0.003695 | -0.074559 | 0.84238 | 0.5692 | 0.003695 | -0.074559 | 0.84238 | 0.5692 | [16 empty] | pod |  | 0.9806 |  | 0.9632 |  | 0.9567 |  | 0.9567 |  | 0.9594 |  | 0.9594 |  | 0.9645 |  | 0.9645
[20 empty] | 135 | 0.0037695 | -0.076051 | 0.85507 | 0.575 | 0.0037695 | -0.076051 | 0.85507 | 0.575
[19 empty] | e1 | 180 | 0.0038215 | -0.0771 | 0.86423 | 0.57777 | 0.0038215 | -0.0771 | 0.86423 | 0.57777 | [18 empty] | nmv
[20 empty] | 250 | 0.0039048 | -0.078751 | 0.87824 | 0.58852 | 0.0039048 | -0.078751 | 0.87824 | 0.58852 | [16 empty] | plain |  | 0.8924 |  | 0.9075 |  | 0.9162 |  | 0.916 |  | none |  |  |  | no perimeter
[20 empty] | 300 | 0.00397 | -0.080041 | 0.88928 | 0.59764 | 0.00397 | -0.080041 | 0.88928 | 0.59764 | [16 empty] | pod |  | 0.9806 |  | 0.9632 |  | 0.9567 |  | 0.9567 |  |  | c |  |  |  | c
[20 empty] | 90 | 0.0049767 | -0.10329 | 1.0816 | 0.5044 | 0.0049767 | -0.10329 | 1.0816 | 0.5044 | [16 empty] | plain |  | 0 |  | 0 |  | 0 |  | 0 |  |  | 0 |  |  |  | 0
[20 empty] | 135 | 0.0050622 | -0.10504 | 1.0963 | 0.50897 | 0.0050622 | -0.10504 | 1.0963 | 0.50897 | [27 empty] | coef_d4 |  |  |  | coef_d4_np
[19 empty] | g1 | 180 | 0.0051161 | -0.10618 | 1.1065 | 0.51104 | 0.0051161 | -0.10618 | 1.1065 | 0.51104
[20 empty] | 250 | 0.0052221 | -0.10832 | 1.1239 | 0.52092 | 0.0052221 | -0.10832 | 1.1239 | 0.52092 | [15 empty] | no insulation |  |  | nmv | [7 empty] | mv
[20 empty] | 300 | 0.0053073 | -0.11003 | 1.1379 | 0.5293 | 0.0053073 | -0.11003 | 1.1379 | 0.5293 | [18 empty] | m.x | c | [6 empty] | m.x | c
[45 empty] | plain |  | -0.0522 | 0.9708 | [6 empty] | -0.0463 | 0.9869
[45 empty] | pod |  | -0.0668 | 0.9539 | [6 empty] | -0.0403 | 1.0174
nmv
[47 empty] | m.x | c
[45 empty] | plain |  | -0.0522 | 0.9708
[45 empty] | pod |  | -0.0668 | 0.9539 | m.x | c
[45 empty] | plain |  | -0.0522 | 0.9708 | -0.0522 | 0.9708
[49 empty] | coef_m5 | coef_c5
Calculation uses H1/AS1 2.1.3.7 except using perimeter length instead of area to proportionally weight the (same area) 'perimeter edge insulated' and 'perimeter edge un-insulated' U-values (linear thermal transmittance).
Correction for when there is no vertical edge insulation between house and garage slabs
These tables and the ones for slab-on-ground floors in H1/AS1, are based on the assumption that the insulation is full coverage, i.e under all of the slab (underslab insulation) or along all of the perimeter (vertical or horizontal edge insulation). If the insulation is not full coverage such as when there is no vertical perimeter insulation between a house and garage a correction will need to be made to account for the extra heatloss.
m2K/W
m2K/W
Floor R-value without perimeter insulation
Fraction of total perimeter length that has no vertical edge insulation
Approximate overall floor R-value
Note on BQ3: 1 Other than masonry veneer 2 Masonry veneer
Note on BY3: 1 300+ 2 250+ 3 180+ 4 140+ 5 90+
Note on BQ5: 0 none 1 R1.0 m2.K/W
Note on BY5: 0.6 - 10 steps 0.1
Note on BQ7: 0 none 1 vert. edge R1 2 vert edge, & under foundation 3 vert edge, under, & inner vert edge
Note on BQ9: 1 slab floor without insulation 2 slab floor with 1.2m wide strip of R1.2 underslab 3 slab floor with full cover R1.2 underslab 4 slab floor with 1.2m wide strip of R2.4 underslab 5 slab floor with full cover R 2.4 underslab 6 concrete raft foundation 7 concrete raft full cover R1.2 underslab 8 concrete raft full cover R2.4 underslab
Note on BN12: R 1.5 zones 1 - 4 R 1.6 zone 5 R 1.7 zone 6 Heated Floor R 2.5 zones 1 - 3 R 2.8 zone 4 R 3.0 zones 5 & 6
Note on BN16: 0.5 - 6.0 steps 0.1
Note on CG25: 0 - 50 (%)

## Doors
[27 empty] | FALSE | #VALUE! | Thermal resistance of Doors (m2K/W) |  |  |  | www.branz.co.nz/terms-conditions/ |  | v2_7 | PC | 2025-11-27 16:49
1.46 | 0.35 | [8 empty] | 3 | 0.53377 | 2.4121 | [14 empty] | FALSE | [6 empty] | Results were derived using 3D-FEM calcuations and include combined surface coefficients of R 0.17
[12 empty] | area | [8 empty] | mm
121 | 5 | 1.198 | [5 empty] | 2250 |  | AL no tb | 0.45544 | 2.4931 |  |  |  |  | 2.25 |  |  |  | 18 | 0 | [5 empty] | The H1 Calculation Method requires the door area & R-value to be for the combination of door leaf and frame
[8 empty] | 990 |  | AL tb | 0.47585 | 2.4931 |  |  |  |  | 0.99
[8 empty] | 0.35 |  | Timber | 0.53377 | 2.4121 |  |  |  |  | 0.35
[10 empty] | PVC | 0.53876 | 2.4931 |  |  |  |  | 0.52
[27 empty] | FALSE | Door leaf height |  | 2000 | 2250 | mm
902 | 852 | 0.35 | 2 | 4 | Timber | 72 | 47 | 2250 | 50 | 24 | 990
| 1 |  |  | 1 |  |  | 1 |  |  | 1
1200 | 2 | 1.2 |  | 2 | Alu no thermal break |  | 2 | 2700 |  | 2 | 1100 |  | Non thermally broken Alu | [13 empty] | FALSE | Door leaf width |  | 860 | 990 | mm
1199 | 3 | 1.199 |  | 3 | Alu with thermal break |  | 3 | 2690 |  | 3 | 1095
1198 | 4 | 1.198 |  | 4 | Timber |  | 4 | 2680 |  | 4 | 1090 |  |  | 2 |  |  | 2.2 |  |  |  | 2.4 |  |  | 2.7
1197 | 5 | 1.197 |  | 5 | PVC |  | 5 | 2670 |  | 5 | 1085 |  |  | w^2 | w | c | w^2 | w | c |  | w^2 | w | c | w^2 | w | c | FALSE | Frame type | 1 | Timber
1196 | 6 | 1.196 |  |  |  |  | 6 | 2660 |  | 6 | 1080 |  | R^2 | 0.022839 | -0.020842 | -0.18832 | 0.018942 | -0.01154 | -0.19268 |  | 0.018169 | -0.0074752 | -0.19489 | 0.02134 | -0.0088247 | -0.19509
1195 | 7 | 1.195 |  |  |  |  | 7 | 2650 |  | 7 | 1075 |  | R | -0.21524 | 0.56803 | 0.43606 | -0.21777 | 0.5733 | 0.44026 |  | -0.22305 | 0.5832 | 0.44144 | -0.22161 | 0.58244 | 0.4481
1194 | 8 | 1.194 |  |  |  |  | 8 | 2640 |  | 8 | 1070 |  | c | 0.027557 | -0.074133 | 0.077201 | 0.027017 | -0.073688 | 0.076281 |  | 0.02763 | -0.074979 | 0.076144 | 0.029547 | -0.078423 | 0.0767 |  | Thermal resistance of door leaf
1193 | 9 | 1.193 |  |  |  |  | 9 | 2630 |  | 9 | 1065
1192 | 10 | 1.192 |  |  |  |  | 10 | 2620 |  | 10 | 1060 |  |  | R^2 | R | c | [10 empty] | FALSE | excl.surface coefficients |  | 0.3 | 0.35 | m2K/W
1191 | 11 | 1.191 |  |  |  |  | 11 | 2610 |  | 11 | 1055 |  |  | -0.0032155 | 0.012672 | 0.0011617 | 2.25 | 2.2 | 0.2 | [8 empty] | incl. surf. coeffs. R 0.17 |  | 0.52
1190 | 12 | 1.19 |  |  |  |  | 12 | 2600 |  | 12 | 1050 |  |  | 0.0033561 | 0.028007 | -0.0038361 | 0.99 |  | 0.05
1189 | 13 | 1.189 |  |  |  |  | 13 | 2590 |  | 13 | 1045 |  |  |  | 2 |  | 0.35 | 0.45512 |  | 0.45544 | [7 empty] | Door including surface coefficients (R 0.17) |  | 0.53377 |  | m2K/W
1188 | 14 | 1.188 |  |  |  |  | 14 | 2580 |  | 14 | 1040 |  |  | w^2 | w | c
1187 | 15 | 1.187 |  |  |  |  | 15 | 2570 |  | 15 | 1035 |  | R^2 | 0.018942 | -0.01154 | -0.19268 | 0.35 | 0.28512 | 0.28544 | -18.45%
1186 | 16 | 1.186 |  |  |  |  | 16 | 2560 |  | 16 | 1030 |  | R | -0.21777 | 0.5733 | 0.44026 |  |  | 0.28549 | -18.43% | [7 empty] | Area |  | 2.4121 |  | m2
1185 | 17 | 1.185 |  |  |  |  | 17 | 2550 |  | 17 | 1025 |  | c | 0.027017 | -0.073688 | 0.076281
1184 | 18 | 1.184 |  |  |  |  | 18 | 2540 |  | 18 | 1020 | [16 empty] | Heat transfer (= Area/R-value) |  | 4.5189 |  | W/K |  | Door area and R-value includes both leaf and frame
1183 | 19 | 1.183 |  |  |  |  | 19 | 2530 |  | 19 | 1015
1182 | 20 | 1.182 |  |  |  |  | 20 | 2520 |  | 20 | 1010 |  | Thermally broken Alu
1181 | 21 | 1.181 |  |  |  |  | 21 | 2510 |  | 21 | 1005 |  |  | 2 |  |  | 2.2 |  |  |  | 2.4 |  |  | 2.7
1180 | 22 | 1.18 |  |  |  |  | 22 | 2500 |  | 22 | 1000 |  |  | w^2 | w | c | w^2 | w | c |  | w^2 | w | c | w^2 | w | c
1179 | 23 | 1.179 |  |  |  |  | 23 | 2490 |  | 23 | 995 |  | R^2 | -0.0010079 | 0.042689 | -0.22341 | -0.0062741 | 0.054356 | -0.228 |  | -0.0076903 | 0.059661 | -0.23014 | -0.0040986 | 0.057852 | -0.22944
1178 | 24 | 1.178 |  |  |  |  | 24 | 2480 |  | 24 | 990 |  | R | -0.18739 | 0.48129 | 0.5591 | -0.1873 | 0.48112 | 0.56464 |  | -0.19013 | 0.48581 | 0.56728 | -0.19072 | 0.48676 | 0.57247
1177 | 25 | 1.177 |  |  |  |  | 25 | 2470 |  | 25 | 985 |  | c | 0.031641 | -0.082341 | 0.079139 | 0.031084 | -0.08163 | 0.077971 |  | 0.0315 | -0.082412 | 0.077521 | 0.033021 | -0.084972 | 0.077593
1176 | 26 | 1.176 |  |  |  |  | 26 | 2460 |  | 26 | 980
1175 | 27 | 1.175 |  |  |  |  | 27 | 2450 |  | 27 | 975 |  |  | R^2 | R | c
1174 | 28 | 1.174 |  |  |  |  | 28 | 2440 |  | 28 | 970 |  |  | -0.0028946 | 0.011842 | -0.0003161 | 2.25 | 2.2 | 0.2
1173 | 29 | 1.173 |  |  |  |  | 29 | 2430 |  | 29 | 965 |  |  | 0.006541 | 0.022256 | -0.0039548 | 0.99 |  | 0.05
1172 | 30 | 1.172 |  |  |  |  | 30 | 2420 |  | 30 | 960 |  |  |  | 2 |  | 0.35 | 0.47561 |  | 0.47585
1171 | 31 | 1.171 |  |  |  |  | 31 | 2410 |  | 31 | 955 |  |  | w^2 | w | c
1170 | 32 | 1.17 |  |  |  |  | 32 | 2400 |  | 32 | 950 |  | R^2 | -0.0062741 | 0.054356 | -0.228 | 0.35 | 0.30561 | 0.30585 | -12.62%
1169 | 33 | 1.169 |  |  |  |  | 33 | 2390 |  | 33 | 945 |  | R | -0.1873 | 0.48112 | 0.56464 |  |  | 0.30588 | -12.61%
1168 | 34 | 1.168 |  |  |  |  | 34 | 2380 |  | 34 | 940 |  | c | 0.031084 | -0.08163 | 0.077971
1167 | 35 | 1.167 |  |  |  |  | 35 | 2370 |  | 35 | 935
1166 | 36 | 1.166 |  |  |  |  | 36 | 2360 |  | 36 | 930
1165 | 37 | 1.165 |  |  |  |  | 37 | 2350 |  | 37 | 925 |  | Timber
1164 | 38 | 1.164 |  |  |  |  | 38 | 2340 |  | 38 | 920 |  |  | 2 |  |  | 2.2 |  |  |  | 2.4 |  |  | 2.7
1163 | 39 | 1.163 |  |  |  |  | 39 | 2330 |  | 39 | 915 |  |  | w^2 | w | c | w^2 | w | c |  | w^2 | w | c | w^2 | w | c
1162 | 40 | 1.162 |  |  |  |  | 40 | 2320 |  | 40 | 910 |  | R^2 | 0.94879 | -1.5136 | 0.50193 | 0.14535 | -0.18555 | -0.032638 |  | -0.58793 | 1.1018 | -0.58203 | -0.58793 | 1.0903 | -0.57649
1161 | 41 | 1.161 |  |  |  |  | 41 | 2310 |  | 41 | 905 |  | R | -1.1753 | 1.946 | 0.23599 | -0.2153 | 0.36141 | 0.87523 |  | 0.58119 | -1.0442 | 1.4789 | 0.58119 | -1.023 | 1.4681
1160 | 42 | 1.16 |  |  |  |  | 42 | 2300 |  | 42 | 900 |  | c | 0.30365 | -0.52281 | 0.23909 | 0.051582 | -0.10688 | 0.070435 |  | -0.10649 | 0.17525 | -0.052237 | -0.10649 | 0.16611 | -0.046872
1159 | 43 | 1.159 |  |  |  |  | 43 | 2290 |  | 43 | 895
1158 | 44 | 1.158 |  |  |  |  | 44 | 2280 |  | 44 | 890 |  |  | R^2 | R | c
1157 | 45 | 1.157 |  |  |  |  | 45 | 2270 |  | 45 | 885 |  |  | -0.001925 | 0.0063162 | -0.0032822 | 2.25 | 2.2 | 0.2
1156 | 46 | 1.156 |  |  |  |  | 46 | 2260 |  | 46 | 880 |  |  | 0.011155 | -0.0018412 | -0.0019377 | 0.99 |  | 0.05
1155 | 47 | 1.155 |  |  |  |  | 47 | 2250 |  | 47 | 875 |  |  |  | 2 |  | 0.35 | 0.53384 |  | 0.53377
1154 | 48 | 1.154 |  |  |  |  | 48 | 2240 |  | 48 | 870 |  |  | w^2 | w | c
1153 | 49 | 1.153 |  |  |  |  | 49 | 2230 |  | 49 | 865 |  | R^2 | 0.14535 | -0.18555 | -0.032638 | 0.35 | 0.36384 | 0.36377 | 3.936%
1152 | 50 | 1.152 |  |  |  |  | 50 | 2220 |  | 50 | 860 |  | R | -0.2153 | 0.36141 | 0.87523 |  |  | 0.36372 | 3.919%
1151 | 51 | 1.151 |  |  |  |  | 51 | 2210 |  | 51 | 855 |  | c | 0.051582 | -0.10688 | 0.070435
1150 | 52 | 1.15 |  |  |  |  | 52 | 2200 |  | 52 | 850
1149 | 53 | 1.149 |  |  |  |  | 53 | 2190 |  | 53 | 845
1148 | 54 | 1.148 |  |  |  |  | 54 | 2180 |  | 54 | 840 |  | PVC
1147 | 55 | 1.147 |  |  |  |  | 55 | 2170 |  | 55 | 835 |  |  | 2 |  |  | 2.2 |  |  |  | 2.4 |  |  | 2.7
1146 | 56 | 1.146 |  |  |  |  | 56 | 2160 |  | 56 | 830 |  |  | w^2 | w | c | w^2 | w | c |  | w^2 | w | c | w^2 | w | c
1145 | 57 | 1.145 |  |  |  |  | 57 | 2150 |  | 57 | 825 |  | R^2 | -0.085018 | 0.23508 | -0.26585 | -0.093468 | 0.24973 | -0.26907 |  | -0.094164 | 0.25229 | -0.26809 | -0.086285 | 0.2415 | -0.26136
1144 | 58 | 1.144 |  |  |  |  | 58 | 2140 |  | 58 | 820 |  | R | 0.0010898 | -0.017581 | 1.0514 | 0.0060286 | -0.026669 | 1.0549 |  | 0.0072339 | -0.029858 | 1.0562 | 0.0034449 | -0.025372 | 1.0545
1143 | 59 | 1.143 |  |  |  |  | 59 | 2130 |  | 59 | 815 |  | c | 0.028145 | -0.069865 | 0.062988 | 0.026981 | -0.067803 | 0.061348 |  | 0.026714 | -0.067136 | 0.060371 | 0.027904 | -0.068743 | 0.06014
1142 | 60 | 1.142 |  |  |  |  | 60 | 2120 |  | 60 | 810
1141 | 61 | 1.141 |  |  |  |  | 61 | 2110 |  | 61 | 805 |  |  | R^2 | R | c
1140 | 62 | 1.14 |  |  |  |  | 62 | 2100 |  | 62 | 800 |  |  | -0.0017338 | 0.0075729 | -0.0039336 | 2.25 | 2.2 | 0.2
1139 | 63 | 1.139 |  |  |  |  | 63 | 2090 |  | 63 | 795 |  |  | 0.012881 | 0.016539 | -0.0086344 | 0.99 |  | 0.05
1138 | 64 | 1.138 |  |  |  |  | 64 | 2080 |  | 64 | 790 |  |  |  | 2 |  | 0.35 | 0.53883 |  | 0.53876
1137 | 65 | 1.137 |  |  |  |  | 65 | 2070 |  | 65 | 785 |  |  | w^2 | w | c
1136 | 66 | 1.136 |  |  |  |  | 66 | 2060 |  | 66 | 780 |  | R^2 | -0.093468 | 0.24973 | -0.26907 | 0.35 | 0.36883 | 0.36876 | 5.361%
1135 | 67 | 1.135 |  |  |  |  | 67 | 2050 |  | 67 | 775 |  | R | 0.0060286 | -0.026669 | 1.0549 |  |  | 0.36869 | 5.34%
1134 | 68 | 1.134 |  |  |  |  | 68 | 2040 |  | 68 | 770 |  | c | 0.026981 | -0.067803 | 0.061348
1133 | 69 | 1.133 |  |  |  |  | 69 | 2030 |  | 69 | 765
1132 | 70 | 1.132 |  |  |  |  | 70 | 2020 |  | 70 | 760
1131 | 71 | 1.131 |  |  |  |  | 71 | 2010 |  | 71 | 755
1130 | 72 | 1.13 |  |  |  |  | 72 | 2000 |  | 72 | 750
1129 | 73 | 1.129 |  |  |  |  | 73 | 1990
1128 | 74 | 1.128 |  |  |  |  | 74 | 1980
1127 | 75 | 1.127 |  |  |  |  | 75 | 1970
1126 | 76 | 1.126 |  |  |  |  | 76 | 1960
1125 | 77 | 1.125 |  |  |  |  | 77 | 1950
1124 | 78 | 1.124 |  |  |  |  | 78 | 1940
1123 | 79 | 1.123 |  |  |  |  | 79 | 1930
1122 | 80 | 1.122 |  |  |  |  | 80 | 1920
1121 | 81 | 1.121 |  |  |  |  | 81 | 1910
1120 | 82 | 1.12 |  |  |  |  | 82 | 1900
1119 | 83 | 1.119
1118 | 84 | 1.118
1117 | 85 | 1.117
1116 | 86 | 1.116
1115 | 87 | 1.115
1114 | 88 | 1.114
1113 | 89 | 1.113
1112 | 90 | 1.112
1111 | 91 | 1.111
1110 | 92 | 1.11
1109 | 93 | 1.109
1108 | 94 | 1.108
1107 | 95 | 1.107
1106 | 96 | 1.106
1105 | 97 | 1.105
1104 | 98 | 1.104
1103 | 99 | 1.103
1102 | 100 | 1.102
1101 | 101 | 1.101
1100 | 102 | 1.1
1099 | 103 | 1.099
1098 | 104 | 1.098
1097 | 105 | 1.097
1096 | 106 | 1.096
1095 | 107 | 1.095
1094 | 108 | 1.094
1093 | 109 | 1.093
1092 | 110 | 1.092
1091 | 111 | 1.091
1090 | 112 | 1.09
1089 | 113 | 1.089
1088 | 114 | 1.088
1087 | 115 | 1.087
1086 | 116 | 1.086
1085 | 117 | 1.085
1084 | 118 | 1.084
1083 | 119 | 1.083
1082 | 120 | 1.082
1081 | 121 | 1.081
1080 | 122 | 1.08
1079 | 123 | 1.079
1078 | 124 | 1.078
1077 | 125 | 1.077
1076 | 126 | 1.076
1075 | 127 | 1.075
1074 | 128 | 1.074
1073 | 129 | 1.073
1072 | 130 | 1.072
1071 | 131 | 1.071
1070 | 132 | 1.07
1069 | 133 | 1.069
1068 | 134 | 1.068
1067 | 135 | 1.067
1066 | 136 | 1.066
1065 | 137 | 1.065
1064 | 138 | 1.064
1063 | 139 | 1.063
1062 | 140 | 1.062
1061 | 141 | 1.061
1060 | 142 | 1.06
1059 | 143 | 1.059
1058 | 144 | 1.058
1057 | 145 | 1.057
1056 | 146 | 1.056
1055 | 147 | 1.055
1054 | 148 | 1.054
1053 | 149 | 1.053
1052 | 150 | 1.052
1051 | 151 | 1.051
1050 | 152 | 1.05
1049 | 153 | 1.049
1048 | 154 | 1.048
1047 | 155 | 1.047
1046 | 156 | 1.046
1045 | 157 | 1.045
1044 | 158 | 1.044
1043 | 159 | 1.043
1042 | 160 | 1.042
1041 | 161 | 1.041
1040 | 162 | 1.04
1039 | 163 | 1.039
1038 | 164 | 1.038
1037 | 165 | 1.037
1036 | 166 | 1.036
1035 | 167 | 1.035
1034 | 168 | 1.034
1033 | 169 | 1.033
1032 | 170 | 1.032
1031 | 171 | 1.031
1030 | 172 | 1.03
1029 | 173 | 1.029
1028 | 174 | 1.028
1027 | 175 | 1.027
1026 | 176 | 1.026
1025 | 177 | 1.025
1024 | 178 | 1.024
1023 | 179 | 1.023
1022 | 180 | 1.022
1021 | 181 | 1.021
1020 | 182 | 1.02
1019 | 183 | 1.019
1018 | 184 | 1.018
1017 | 185 | 1.017
1016 | 186 | 1.016
1015 | 187 | 1.015
1014 | 188 | 1.014
1013 | 189 | 1.013
1012 | 190 | 1.012
1011 | 191 | 1.011
1010 | 192 | 1.01
1009 | 193 | 1.009
1008 | 194 | 1.008
1007 | 195 | 1.007
1006 | 196 | 1.006
1005 | 197 | 1.005
1004 | 198 | 1.004
1003 | 199 | 1.003
1002 | 200 | 1.002
1001 | 201 | 1.001
1000 | 202 | 1
999 | 203 | 0.999
998 | 204 | 0.998
997 | 205 | 0.997
996 | 206 | 0.996
995 | 207 | 0.995
994 | 208 | 0.994
993 | 209 | 0.993
992 | 210 | 0.992
991 | 211 | 0.991
990 | 212 | 0.99
989 | 213 | 0.989
988 | 214 | 0.988
987 | 215 | 0.987
986 | 216 | 0.986
985 | 217 | 0.985
984 | 218 | 0.984
983 | 219 | 0.983
982 | 220 | 0.982
981 | 221 | 0.981
980 | 222 | 0.98
979 | 223 | 0.979
978 | 224 | 0.978
977 | 225 | 0.977
976 | 226 | 0.976
975 | 227 | 0.975
974 | 228 | 0.974
973 | 229 | 0.973
972 | 230 | 0.972
971 | 231 | 0.971
970 | 232 | 0.97
969 | 233 | 0.969
968 | 234 | 0.968
967 | 235 | 0.967
966 | 236 | 0.966
965 | 237 | 0.965
964 | 238 | 0.964
963 | 239 | 0.963
962 | 240 | 0.962
961 | 241 | 0.961
960 | 242 | 0.96
959 | 243 | 0.959
958 | 244 | 0.958
957 | 245 | 0.957
956 | 246 | 0.956
955 | 247 | 0.955
954 | 248 | 0.954
953 | 249 | 0.953
952 | 250 | 0.952
951 | 251 | 0.951
950 | 252 | 0.95
949 | 253 | 0.949
948 | 254 | 0.948
947 | 255 | 0.947
946 | 256 | 0.946
945 | 257 | 0.945
944 | 258 | 0.944
943 | 259 | 0.943
942 | 260 | 0.942
941 | 261 | 0.941
940 | 262 | 0.94
939 | 263 | 0.939
938 | 264 | 0.938
937 | 265 | 0.937
936 | 266 | 0.936
935 | 267 | 0.935
934 | 268 | 0.934
933 | 269 | 0.933
932 | 270 | 0.932
931 | 271 | 0.931
930 | 272 | 0.93
929 | 273 | 0.929
928 | 274 | 0.928
927 | 275 | 0.927
926 | 276 | 0.926
925 | 277 | 0.925
924 | 278 | 0.924
923 | 279 | 0.923
922 | 280 | 0.922
921 | 281 | 0.921
920 | 282 | 0.92
919 | 283 | 0.919
918 | 284 | 0.918
917 | 285 | 0.917
916 | 286 | 0.916
915 | 287 | 0.915
914 | 288 | 0.914
913 | 289 | 0.913
912 | 290 | 0.912
911 | 291 | 0.911
910 | 292 | 0.91
909 | 293 | 0.909
908 | 294 | 0.908
907 | 295 | 0.907
906 | 296 | 0.906
905 | 297 | 0.905
904 | 298 | 0.904
903 | 299 | 0.903
902 | 300 | 0.902
901 | 301 | 0.901
900 | 302 | 0.9
899 | 303 | 0.899
898 | 304 | 0.898
897 | 305 | 0.897
896 | 306 | 0.896
895 | 307 | 0.895
894 | 308 | 0.894
893 | 309 | 0.893
892 | 310 | 0.892
891 | 311 | 0.891
890 | 312 | 0.89
889 | 313 | 0.889
888 | 314 | 0.888
887 | 315 | 0.887
886 | 316 | 0.886
885 | 317 | 0.885
884 | 318 | 0.884
883 | 319 | 0.883
882 | 320 | 0.882
881 | 321 | 0.881
880 | 322 | 0.88
879 | 323 | 0.879
878 | 324 | 0.878
877 | 325 | 0.877
876 | 326 | 0.876
875 | 327 | 0.875
874 | 328 | 0.874
873 | 329 | 0.873
872 | 330 | 0.872
871 | 331 | 0.871
870 | 332 | 0.87
869 | 333 | 0.869
868 | 334 | 0.868
867 | 335 | 0.867
866 | 336 | 0.866
865 | 337 | 0.865
864 | 338 | 0.864
863 | 339 | 0.863
862 | 340 | 0.862
861 | 341 | 0.861
860 | 342 | 0.86
859 | 343 | 0.859
858 | 344 | 0.858
857 | 345 | 0.857
856 | 346 | 0.856
855 | 347 | 0.855
854 | 348 | 0.854
853 | 349 | 0.853
852 | 350 | 0.852
851 | 351 | 0.851
850 | 352 | 0.85
849 | 353 | 0.849
848 | 354 | 0.848
847 | 355 | 0.847
846 | 356 | 0.846
845 | 357 | 0.845
844 | 358 | 0.844
843 | 359 | 0.843
842 | 360 | 0.842
841 | 361 | 0.841
840 | 362 | 0.84
839 | 363 | 0.839
838 | 364 | 0.838
837 | 365 | 0.837
836 | 366 | 0.836
835 | 367 | 0.835
834 | 368 | 0.834
833 | 369 | 0.833
832 | 370 | 0.832
831 | 371 | 0.831
830 | 372 | 0.83
829 | 373 | 0.829
828 | 374 | 0.828
827 | 375 | 0.827
826 | 376 | 0.826
825 | 377 | 0.825
824 | 378 | 0.824
823 | 379 | 0.823
822 | 380 | 0.822
821 | 381 | 0.821
820 | 382 | 0.82
819 | 383 | 0.819
818 | 384 | 0.818
817 | 385 | 0.817
816 | 386 | 0.816
815 | 387 | 0.815
814 | 388 | 0.814
813 | 389 | 0.813
812 | 390 | 0.812
811 | 391 | 0.811
810 | 392 | 0.81
809 | 393 | 0.809
808 | 394 | 0.808
807 | 395 | 0.807
806 | 396 | 0.806
805 | 397 | 0.805
804 | 398 | 0.804
803 | 399 | 0.803
802 | 400 | 0.802
801 | 401 | 0.801
800 | 402 | 0.8
799 | 403 | 0.799
798 | 404 | 0.798
797 | 405 | 0.797
796 | 406 | 0.796
795 | 407 | 0.795
794 | 408 | 0.794
793 | 409 | 0.793
792 | 410 | 0.792
791 | 411 | 0.791
790 | 412 | 0.79
789 | 413 | 0.789
788 | 414 | 0.788
787 | 415 | 0.787
786 | 416 | 0.786
785 | 417 | 0.785
784 | 418 | 0.784
783 | 419 | 0.783
782 | 420 | 0.782
781 | 421 | 0.781
780 | 422 | 0.78
779 | 423 | 0.779
778 | 424 | 0.778
777 | 425 | 0.777
776 | 426 | 0.776
775 | 427 | 0.775
774 | 428 | 0.774
773 | 429 | 0.773
772 | 430 | 0.772
771 | 431 | 0.771
770 | 432 | 0.77
769 | 433 | 0.769
768 | 434 | 0.768
767 | 435 | 0.767
766 | 436 | 0.766
765 | 437 | 0.765
764 | 438 | 0.764
763 | 439 | 0.763
762 | 440 | 0.762
761 | 441 | 0.761
760 | 442 | 0.76
759 | 443 | 0.759
758 | 444 | 0.758
757 | 445 | 0.757
756 | 446 | 0.756
755 | 447 | 0.755
754 | 448 | 0.754
753 | 449 | 0.753
752 | 450 | 0.752
751 | 451 | 0.751
750 | 452 | 0.75
749 | 453 | 0.749
748 | 454 | 0.748
747 | 455 | 0.747
746 | 456 | 0.746
745 | 457 | 0.745
744 | 458 | 0.744
743 | 459 | 0.743
742 | 460 | 0.742
741 | 461 | 0.741
740 | 462 | 0.74
739 | 463 | 0.739
738 | 464 | 0.738
737 | 465 | 0.737
736 | 466 | 0.736
735 | 467 | 0.735
734 | 468 | 0.734
733 | 469 | 0.733
732 | 470 | 0.732
731 | 471 | 0.731
730 | 472 | 0.73
729 | 473 | 0.729
728 | 474 | 0.728
727 | 475 | 0.727
726 | 476 | 0.726
725 | 477 | 0.725
724 | 478 | 0.724
723 | 479 | 0.723
722 | 480 | 0.722
721 | 481 | 0.721
720 | 482 | 0.72
719 | 483 | 0.719
718 | 484 | 0.718
717 | 485 | 0.717
716 | 486 | 0.716
715 | 487 | 0.715
714 | 488 | 0.714
713 | 489 | 0.713
712 | 490 | 0.712
711 | 491 | 0.711
710 | 492 | 0.71
709 | 493 | 0.709
708 | 494 | 0.708
707 | 495 | 0.707
706 | 496 | 0.706
705 | 497 | 0.705
704 | 498 | 0.704
703 | 499 | 0.703
702 | 500 | 0.702
701 | 501 | 0.701
700 | 502 | 0.7
699 | 503 | 0.699
698 | 504 | 0.698
697 | 505 | 0.697
696 | 506 | 0.696
695 | 507 | 0.695
694 | 508 | 0.694
693 | 509 | 0.693
692 | 510 | 0.692
691 | 511 | 0.691
690 | 512 | 0.69
689 | 513 | 0.689
688 | 514 | 0.688
687 | 515 | 0.687
686 | 516 | 0.686
685 | 517 | 0.685
684 | 518 | 0.684
683 | 519 | 0.683
682 | 520 | 0.682
681 | 521 | 0.681
680 | 522 | 0.68
679 | 523 | 0.679
678 | 524 | 0.678
677 | 525 | 0.677
676 | 526 | 0.676
675 | 527 | 0.675
674 | 528 | 0.674
673 | 529 | 0.673
672 | 530 | 0.672
671 | 531 | 0.671
670 | 532 | 0.67
669 | 533 | 0.669
668 | 534 | 0.668
667 | 535 | 0.667
666 | 536 | 0.666
665 | 537 | 0.665
664 | 538 | 0.664
663 | 539 | 0.663
662 | 540 | 0.662
661 | 541 | 0.661
660 | 542 | 0.66
659 | 543 | 0.659
658 | 544 | 0.658
657 | 545 | 0.657
656 | 546 | 0.656
655 | 547 | 0.655
654 | 548 | 0.654
653 | 549 | 0.653
652 | 550 | 0.652
651 | 551 | 0.651
650 | 552 | 0.65
649 | 553 | 0.649
648 | 554 | 0.648
647 | 555 | 0.647
646 | 556 | 0.646
645 | 557 | 0.645
644 | 558 | 0.644
643 | 559 | 0.643
642 | 560 | 0.642
641 | 561 | 0.641
640 | 562 | 0.64
639 | 563 | 0.639
638 | 564 | 0.638
637 | 565 | 0.637
636 | 566 | 0.636
635 | 567 | 0.635
634 | 568 | 0.634
633 | 569 | 0.633
632 | 570 | 0.632
631 | 571 | 0.631
630 | 572 | 0.63
629 | 573 | 0.629
628 | 574 | 0.628
627 | 575 | 0.627
626 | 576 | 0.626
625 | 577 | 0.625
624 | 578 | 0.624
623 | 579 | 0.623
622 | 580 | 0.622
621 | 581 | 0.621
620 | 582 | 0.62
619 | 583 | 0.619
618 | 584 | 0.618
617 | 585 | 0.617
616 | 586 | 0.616
615 | 587 | 0.615
614 | 588 | 0.614
613 | 589 | 0.613
612 | 590 | 0.612
611 | 591 | 0.611
610 | 592 | 0.61
609 | 593 | 0.609
608 | 594 | 0.608
607 | 595 | 0.607
606 | 596 | 0.606
605 | 597 | 0.605
604 | 598 | 0.604
603 | 599 | 0.603
602 | 600 | 0.602
601 | 601 | 0.601
600 | 602 | 0.6
599 | 603 | 0.599
598 | 604 | 0.598
597 | 605 | 0.597
596 | 606 | 0.596
595 | 607 | 0.595
594 | 608 | 0.594
593 | 609 | 0.593
592 | 610 | 0.592
591 | 611 | 0.591
590 | 612 | 0.59
589 | 613 | 0.589
588 | 614 | 0.588
587 | 615 | 0.587
586 | 616 | 0.586
585 | 617 | 0.585
584 | 618 | 0.584
583 | 619 | 0.583
582 | 620 | 0.582
581 | 621 | 0.581
580 | 622 | 0.58
579 | 623 | 0.579
578 | 624 | 0.578
577 | 625 | 0.577
576 | 626 | 0.576
575 | 627 | 0.575
574 | 628 | 0.574
573 | 629 | 0.573
572 | 630 | 0.572
571 | 631 | 0.571
570 | 632 | 0.57
569 | 633 | 0.569
568 | 634 | 0.568
567 | 635 | 0.567
566 | 636 | 0.566
565 | 637 | 0.565
564 | 638 | 0.564
563 | 639 | 0.563
562 | 640 | 0.562
561 | 641 | 0.561
560 | 642 | 0.56
559 | 643 | 0.559
558 | 644 | 0.558
557 | 645 | 0.557
556 | 646 | 0.556
555 | 647 | 0.555
554 | 648 | 0.554
553 | 649 | 0.553
552 | 650 | 0.552
551 | 651 | 0.551
550 | 652 | 0.55
549 | 653 | 0.549
548 | 654 | 0.548
547 | 655 | 0.547
546 | 656 | 0.546
545 | 657 | 0.545
544 | 658 | 0.544
543 | 659 | 0.543
542 | 660 | 0.542
541 | 661 | 0.541
540 | 662 | 0.54
539 | 663 | 0.539
538 | 664 | 0.538
537 | 665 | 0.537
536 | 666 | 0.536
535 | 667 | 0.535
534 | 668 | 0.534
533 | 669 | 0.533
532 | 670 | 0.532
531 | 671 | 0.531
530 | 672 | 0.53
529 | 673 | 0.529
528 | 674 | 0.528
527 | 675 | 0.527
526 | 676 | 0.526
525 | 677 | 0.525
524 | 678 | 0.524
523 | 679 | 0.523
522 | 680 | 0.522
521 | 681 | 0.521
520 | 682 | 0.52
519 | 683 | 0.519
518 | 684 | 0.518
517 | 685 | 0.517
516 | 686 | 0.516
515 | 687 | 0.515
514 | 688 | 0.514
513 | 689 | 0.513
512 | 690 | 0.512
511 | 691 | 0.511
510 | 692 | 0.51
509 | 693 | 0.509
508 | 694 | 0.508
507 | 695 | 0.507
506 | 696 | 0.506
505 | 697 | 0.505
504 | 698 | 0.504
503 | 699 | 0.503
502 | 700 | 0.502
501 | 701 | 0.501
500 | 702 | 0.5
499 | 703 | 0.499
498 | 704 | 0.498
497 | 705 | 0.497
496 | 706 | 0.496
495 | 707 | 0.495
494 | 708 | 0.494
493 | 709 | 0.493
492 | 710 | 0.492
491 | 711 | 0.491
490 | 712 | 0.49
489 | 713 | 0.489
488 | 714 | 0.488
487 | 715 | 0.487
486 | 716 | 0.486
485 | 717 | 0.485
484 | 718 | 0.484
483 | 719 | 0.483
482 | 720 | 0.482
481 | 721 | 0.481
480 | 722 | 0.48
479 | 723 | 0.479
478 | 724 | 0.478
477 | 725 | 0.477
476 | 726 | 0.476
475 | 727 | 0.475
474 | 728 | 0.474
473 | 729 | 0.473
472 | 730 | 0.472
471 | 731 | 0.471
470 | 732 | 0.47
469 | 733 | 0.469
468 | 734 | 0.468
467 | 735 | 0.467
466 | 736 | 0.466
465 | 737 | 0.465
464 | 738 | 0.464
463 | 739 | 0.463
462 | 740 | 0.462
461 | 741 | 0.461
460 | 742 | 0.46
459 | 743 | 0.459
458 | 744 | 0.458
457 | 745 | 0.457
456 | 746 | 0.456
455 | 747 | 0.455
454 | 748 | 0.454
453 | 749 | 0.453
452 | 750 | 0.452
451 | 751 | 0.451
450 | 752 | 0.45
449 | 753 | 0.449
448 | 754 | 0.448
447 | 755 | 0.447
446 | 756 | 0.446
445 | 757 | 0.445
444 | 758 | 0.444
443 | 759 | 0.443
442 | 760 | 0.442
441 | 761 | 0.441
440 | 762 | 0.44
439 | 763 | 0.439
438 | 764 | 0.438
437 | 765 | 0.437
436 | 766 | 0.436
435 | 767 | 0.435
434 | 768 | 0.434
433 | 769 | 0.433
432 | 770 | 0.432
431 | 771 | 0.431
430 | 772 | 0.43
429 | 773 | 0.429
428 | 774 | 0.428
427 | 775 | 0.427
426 | 776 | 0.426
425 | 777 | 0.425
424 | 778 | 0.424
423 | 779 | 0.423
422 | 780 | 0.422
421 | 781 | 0.421
420 | 782 | 0.42
419 | 783 | 0.419
418 | 784 | 0.418
417 | 785 | 0.417
416 | 786 | 0.416
415 | 787 | 0.415
414 | 788 | 0.414
413 | 789 | 0.413
412 | 790 | 0.412
411 | 791 | 0.411
410 | 792 | 0.41
409 | 793 | 0.409
408 | 794 | 0.408
407 | 795 | 0.407
406 | 796 | 0.406
405 | 797 | 0.405
404 | 798 | 0.404
403 | 799 | 0.403
402 | 800 | 0.402
401 | 801 | 0.401
400 | 802 | 0.4
399 | 803 | 0.399
398 | 804 | 0.398
397 | 805 | 0.397
396 | 806 | 0.396
395 | 807 | 0.395
394 | 808 | 0.394
393 | 809 | 0.393
392 | 810 | 0.392
391 | 811 | 0.391
390 | 812 | 0.39
389 | 813 | 0.389
388 | 814 | 0.388
387 | 815 | 0.387
386 | 816 | 0.386
385 | 817 | 0.385
384 | 818 | 0.384
383 | 819 | 0.383
382 | 820 | 0.382
381 | 821 | 0.381
380 | 822 | 0.38
379 | 823 | 0.379
378 | 824 | 0.378
377 | 825 | 0.377
376 | 826 | 0.376
375 | 827 | 0.375
374 | 828 | 0.374
373 | 829 | 0.373
372 | 830 | 0.372
371 | 831 | 0.371
370 | 832 | 0.37
369 | 833 | 0.369
368 | 834 | 0.368
367 | 835 | 0.367
366 | 836 | 0.366
365 | 837 | 0.365
364 | 838 | 0.364
363 | 839 | 0.363
362 | 840 | 0.362
361 | 841 | 0.361
360 | 842 | 0.36
359 | 843 | 0.359
358 | 844 | 0.358
357 | 845 | 0.357
356 | 846 | 0.356
355 | 847 | 0.355
354 | 848 | 0.354
353 | 849 | 0.353
352 | 850 | 0.352
351 | 851 | 0.351
350 | 852 | 0.35
349 | 853 | 0.349
348 | 854 | 0.348
347 | 855 | 0.347
346 | 856 | 0.346
345 | 857 | 0.345
344 | 858 | 0.344
343 | 859 | 0.343
342 | 860 | 0.342
341 | 861 | 0.341
340 | 862 | 0.34
339 | 863 | 0.339
338 | 864 | 0.338
337 | 865 | 0.337
336 | 866 | 0.336
335 | 867 | 0.335
334 | 868 | 0.334
333 | 869 | 0.333
332 | 870 | 0.332
331 | 871 | 0.331
330 | 872 | 0.33
329 | 873 | 0.329
328 | 874 | 0.328
327 | 875 | 0.327
326 | 876 | 0.326
325 | 877 | 0.325
324 | 878 | 0.324
323 | 879 | 0.323
322 | 880 | 0.322
321 | 881 | 0.321
320 | 882 | 0.32
319 | 883 | 0.319
318 | 884 | 0.318
317 | 885 | 0.317
316 | 886 | 0.316
315 | 887 | 0.315
314 | 888 | 0.314
313 | 889 | 0.313
312 | 890 | 0.312
311 | 891 | 0.311
310 | 892 | 0.31
309 | 893 | 0.309
308 | 894 | 0.308
307 | 895 | 0.307
306 | 896 | 0.306
305 | 897 | 0.305
304 | 898 | 0.304
303 | 899 | 0.303
302 | 900 | 0.302
301 | 901 | 0.301
300 | 902 | 0.3
299 | 903 | 0.299
298 | 904 | 0.298
297 | 905 | 0.297
296 | 906 | 0.296
295 | 907 | 0.295
294 | 908 | 0.294
293 | 909 | 0.293
292 | 910 | 0.292
291 | 911 | 0.291
290 | 912 | 0.29
289 | 913 | 0.289
288 | 914 | 0.288
287 | 915 | 0.287
286 | 916 | 0.286
285 | 917 | 0.285
284 | 918 | 0.284
283 | 919 | 0.283
282 | 920 | 0.282
281 | 921 | 0.281
280 | 922 | 0.28
279 | 923 | 0.279
278 | 924 | 0.278
277 | 925 | 0.277
276 | 926 | 0.276
275 | 927 | 0.275
274 | 928 | 0.274
273 | 929 | 0.273
272 | 930 | 0.272
271 | 931 | 0.271
270 | 932 | 0.27
269 | 933 | 0.269
268 | 934 | 0.268
267 | 935 | 0.267
266 | 936 | 0.266
265 | 937 | 0.265
264 | 938 | 0.264
263 | 939 | 0.263
262 | 940 | 0.262
261 | 941 | 0.261
260 | 942 | 0.26
259 | 943 | 0.259
258 | 944 | 0.258
257 | 945 | 0.257
256 | 946 | 0.256
255 | 947 | 0.255
254 | 948 | 0.254
253 | 949 | 0.253
252 | 950 | 0.252
251 | 951 | 0.251
250 | 952 | 0.25
249 | 953 | 0.249
248 | 954 | 0.248
247 | 955 | 0.247
246 | 956 | 0.246
245 | 957 | 0.245
244 | 958 | 0.244
243 | 959 | 0.243
242 | 960 | 0.242
241 | 961 | 0.241
240 | 962 | 0.24
239 | 963 | 0.239
238 | 964 | 0.238
237 | 965 | 0.237
236 | 966 | 0.236
235 | 967 | 0.235
234 | 968 | 0.234
233 | 969 | 0.233
232 | 970 | 0.232
231 | 971 | 0.231
230 | 972 | 0.23
229 | 973 | 0.229
228 | 974 | 0.228
227 | 975 | 0.227
226 | 976 | 0.226
225 | 977 | 0.225
224 | 978 | 0.224
223 | 979 | 0.223
222 | 980 | 0.222
221 | 981 | 0.221
220 | 982 | 0.22
219 | 983 | 0.219
218 | 984 | 0.218
217 | 985 | 0.217
216 | 986 | 0.216
215 | 987 | 0.215
214 | 988 | 0.214
213 | 989 | 0.213
212 | 990 | 0.212
211 | 991 | 0.211
210 | 992 | 0.21
209 | 993 | 0.209
208 | 994 | 0.208
207 | 995 | 0.207
206 | 996 | 0.206
205 | 997 | 0.205
204 | 998 | 0.204
203 | 999 | 0.203
202 | 1000 | 0.202
201 | 1001 | 0.201
200 | 1002 | 0.2
199 | 1003 | 0.199
198 | 1004 | 0.198
197 | 1005 | 0.197
196 | 1006 | 0.196
195 | 1007 | 0.195
194 | 1008 | 0.194
193 | 1009 | 0.193
192 | 1010 | 0.192
191 | 1011 | 0.191
190 | 1012 | 0.19
189 | 1013 | 0.189
188 | 1014 | 0.188
187 | 1015 | 0.187
186 | 1016 | 0.186
185 | 1017 | 0.185
184 | 1018 | 0.184
183 | 1019 | 0.183
182 | 1020 | 0.182
181 | 1021 | 0.181
180 | 1022 | 0.18
179 | 1023 | 0.179
178 | 1024 | 0.178
177 | 1025 | 0.177
176 | 1026 | 0.176
175 | 1027 | 0.175
174 | 1028 | 0.174
173 | 1029 | 0.173
172 | 1030 | 0.172
171 | 1031 | 0.171
170 | 1032 | 0.17
169 | 1033 | 0.169
168 | 1034 | 0.168
167 | 1035 | 0.167
166 | 1036 | 0.166
165 | 1037 | 0.165
164 | 1038 | 0.164
163 | 1039 | 0.163
162 | 1040 | 0.162
161 | 1041 | 0.161
160 | 1042 | 0.16
159 | 1043 | 0.159
158 | 1044 | 0.158
157 | 1045 | 0.157
156 | 1046 | 0.156
155 | 1047 | 0.155
154 | 1048 | 0.154
153 | 1049 | 0.153
152 | 1050 | 0.152
151 | 1051 | 0.151
150 | 1052 | 0.15
149 | 1053 | 0.149
148 | 1054 | 0.148
147 | 1055 | 0.147
146 | 1056 | 0.146
145 | 1057 | 0.145
144 | 1058 | 0.144
143 | 1059 | 0.143
142 | 1060 | 0.142
141 | 1061 | 0.141
140 | 1062 | 0.14
139 | 1063 | 0.139
138 | 1064 | 0.138
137 | 1065 | 0.137
136 | 1066 | 0.136
135 | 1067 | 0.135
134 | 1068 | 0.134
133 | 1069 | 0.133
132 | 1070 | 0.132
131 | 1071 | 0.131
130 | 1072 | 0.13
129 | 1073 | 0.129
128 | 1074 | 0.128
127 | 1075 | 0.127
126 | 1076 | 0.126
125 | 1077 | 0.125
124 | 1078 | 0.124
123 | 1079 | 0.123
122 | 1080 | 0.122
121 | 1081 | 0.121
120 | 1082 | 0.12
119 | 1083 | 0.119
118 | 1084 | 0.118
117 | 1085 | 0.117
116 | 1086 | 0.116
115 | 1087 | 0.115
114 | 1088 | 0.114
113 | 1089 | 0.113
112 | 1090 | 0.112
111 | 1091 | 0.111
110 | 1092 | 0.11
109 | 1093 | 0.109
108 | 1094 | 0.108
107 | 1095 | 0.107
106 | 1096 | 0.106
105 | 1097 | 0.105
104 | 1098 | 0.104
103 | 1099 | 0.103
102 | 1100 | 0.102
101 | 1101 | 0.101
100 | 1102 | 0.1
99 | 1103 | 0.099
98 | 1104 | 0.098
97 | 1105 | 0.097
96 | 1106 | 0.096
95 | 1107 | 0.095
94 | 1108 | 0.094
93 | 1109 | 0.093
92 | 1110 | 0.092
91 | 1111 | 0.091
90 | 1112 | 0.09
89 | 1113 | 0.089
88 | 1114 | 0.088
87 | 1115 | 0.087
86 | 1116 | 0.086
85 | 1117 | 0.085
84 | 1118 | 0.084
83 | 1119 | 0.083
82 | 1120 | 0.082
81 | 1121 | 0.081
80 | 1122 | 0.08
79 | 1123 | 0.079
78 | 1124 | 0.078
77 | 1125 | 0.077
76 | 1126 | 0.076
75 | 1127 | 0.075
74 | 1128 | 0.074
73 | 1129 | 0.073
72 | 1130 | 0.072
71 | 1131 | 0.071
70 | 1132 | 0.07
69 | 1133 | 0.069
68 | 1134 | 0.068
67 | 1135 | 0.067
66 | 1136 | 0.066
65 | 1137 | 0.065
64 | 1138 | 0.064
63 | 1139 | 0.063
62 | 1140 | 0.062
61 | 1141 | 0.061
60 | 1142 | 0.06
59 | 1143 | 0.059
58 | 1144 | 0.058
57 | 1145 | 0.057
56 | 1146 | 0.056
55 | 1147 | 0.055
54 | 1148 | 0.054
53 | 1149 | 0.053
52 | 1150 | 0.052
51 | 1151 | 0.051
50 | 1152 | 0.05
Note on B2: 0 - 50 (%)
Note on AA4: 18 - 42 mm
Note on AM9: 1900 - 2700 mm steps 10 mm
Note on AM12: 750 - 1100 mm steps of 5 mm
Note on AL15: 1 - Alu no thermal break 2 - Alu with thermal break 3 - Timber 4 - PVC
Note on AM20: 0.050 - 1.200 steps 0.001

## Summary
Branz House Insulation Guide
#VALUE! | v2_7
2025-11-27 16:49
|  | (2) | (3) | (4) | (5)
| TRUE | FALSE | FALSE | FALSE | FALSE
Timber floors | Timber floors
reference | 2AJa
Joist or Ibeam & height | joist 190 mm
Insulation conductivity | 0.065
Bottom of joists unlined or lined | un-lined
Joist spacing (mm) | 600
Insulation R-value | 1.9
Floor thermal resistance | 1.9692
| TRUE | FALSE | FALSE | FALSE | FALSE
Slab floors | Slab floors
reference | lGqQ
Wall type | other than masonry veneer
Topper insulating layer | none
Vertical edge insulation | none
Floor type & underslab insulation style | Slab floor without insulation
Wall depth (mm) | 90 +
Area-Perim. fraction | 2.4
Floor R-value (m2.K/W) | 1.0016
| TRUE | FALSE | FALSE | FALSE | FALSE
Roofs | Roofs
reference | ogEAAABLJA
Roof cladding | Metal tiles / profiled metal
Rafter height (mm) | 140
Battens / Dwangs | battens
Insulation conductivity | 0.065
Interior secondary insulating layer (ISIL) | none
---------- | 0
---------- | 0
---------- | 0
Lining | 10 mm plasterboard
Rafter spacing (mm) | 400
Insulation R-value | 2.0
thickness | 130
Roof thermal resistance | 2.0622
| TRUE | FALSE | FALSE | FALSE | FALSE
Walls | Walls
reference | AAAAAAAAMsgEKJMI
Cladding | BevelBack WB
cavity? | no cavity
Exterior Insulation | none
---------- | 0
---------- | 0
---------- | 0
---------- | 0
Exterior Bracing / RAB | none
Primary frame | none
Insul. R-value range | no insul.
---------- | 0
Interior Bracing / RAB | none
Interior Insulation | none
---------- | 0
---------- | 0
---------- | 0
---------- | 0
Interior lining | 10 mm plasterboard
Insulation thermal resistance m2.K/W | 0.2
Frame fraction % | 34
Wall thermal resistance m2.K/W | 0.97795
| TRUE | FALSE | FALSE | FALSE | FALSE
Roof spaces | Roof spaces
reference | mAEAAABJkAOWI
Insulation installed as a single layer or as two layers ? | single layer or two layers of same material
Roof cladding | Profiled metal
Joist/Cord height (mm) | 140
Primary insulation conductivity (W/mK) | 0.065
0
Secondary Insulation | none
---------- | 0
---------- | 0
---------- | 0
Lining | 10 mm plasterboard
Joist/Cord spacing (mm) | 600
Total primary insulation layer(s) R-value | 1.5
thickness | 98 mm
Roof R-value if joist/cord covered by insulation | 1.5634
---------- | ----------
---------- | ----------
---------- | ----------
---------- | ----------
---------- | ----------
---------- | ----------
| TRUE | FALSE | FALSE | FALSE | FALSE
Roof edge insulation | Roof edge insulation
reference | egAAAAAAAABevF6qE
roof / baffle angle (degrees) | 20
lowest point (mm) | 200
insulation type | poly/wool fibre
lofted R-value | 4
thickness (mm) | 260
width (mm) | 600
---------- | ----------
---------- | ----------
---------- | ----------
---------- | ----------
---------- | ----------
---------- | ----------
---------- | ----------
---------- | ----------
Width | 600
R-value | 3.907
---------- | ----------
---------- | ----------
Note on C5: Making copies of sheets will automatically create new columns
Note on D5: Making copies of sheets will automatically create new columns

## Insulation product group
R-values for a product group | [5 empty] | #VALUE! | [9 empty] | www.branz.co.nz/terms-conditions/ | v2_7 | PC | 2025-11-27 16:49
AS/NZS4859.1 and ISO/EN product standards EN131xx | [14 empty] | Typically the test samples for a single AS/NZS 4859.1 or EN131xx test report will be the minimum set of ten pieces needed, and the sampling will be from a single batch. The declared conductivity / R-value needs to allow for variation between batches and not just the variation within a batch. Hence the measure material conductivity may not be appropriate as the declared conductivity for the product group.
These standards allow for the grouping of product of different thickness but the same thermal conductivity. The declared product R-values are then calucated from individual product thickness and the declared conductivity for the group.
The declared conductivity can not be less than the measured value (l 90/50) | [14 empty] | In practice the declared R-value usually becomes the design value used for system performance calculations or modelling, but sometimes it may need to be adjusted for inservice temperature and/or moisture content.
The l 90/50 value is rounded up to the nearest 0.001 W/m.K
Declared R-values calculated from declared conductivity are rounded down to the nearest 0.01 when less than R 1.0 but rounded down to the nearest 0.05 when greater than R 1.0
|  | measured material conductivity |  |  | l 90/50 |  | minimum thickness (mm) |  |  | step size (mm) |  | maximum thickness (mm)
|  |  | 0.0451 | ---> | 0.046 |  |  | 25 |  | 25 |  | 300
Un-rounded | [7 empty] | Rounded
R-value m2.K/W |  | Conductivity (W/m.K) | [5 empty] | R-value (m2.K/W) |  | declared conductivity (W/m.K)
|  | 0.046 | 0.047 | 0.048 | 0.049 | 0.05 |  |  |  | 0.046 | 0.047 | 0.048 | 0.049 | 0.05
[10 empty] | 0% | 2.174% | 4.348% | 6.522% | 8.696% | declared conductivity margin over measured value
thickness (mm) | 25 | 0.54348 | 0.53191 | 0.52083 | 0.5102 | 0.5 |  | thickness (mm) | 25 | 0.54 | 0.53 | 0.52 | 0.51 | 0.5
| 50 | 1.087 | 1.0638 | 1.0417 | 1.0204 | 1 |  |  | 50 | 1.05 | 1.05 | 1 | 1 | 1
| 75 | 1.6304 | 1.5957 | 1.5625 | 1.5306 | 1.5 |  |  | 75 | 1.6 | 1.55 | 1.55 | 1.5 | 1.5
| 100 | 2.1739 | 2.1277 | 2.0833 | 2.0408 | 2 |  |  | 100 | 2.15 | 2.1 | 2.05 | 2 | 2
| 125 | 2.7174 | 2.6596 | 2.6042 | 2.551 | 2.5 |  |  | 125 | 2.7 | 2.65 | 2.6 | 2.55 | 2.5
| 150 | 3.2609 | 3.1915 | 3.125 | 3.0612 | 3 |  |  | 150 | 3.25 | 3.15 | 3.1 | 3.05 | 3
| 175 | 3.8043 | 3.7234 | 3.6458 | 3.5714 | 3.5 |  |  | 175 | 3.8 | 3.7 | 3.6 | 3.55 | 3.5
| 200 | 4.3478 | 4.2553 | 4.1667 | 4.0816 | 4 |  |  | 200 | 4.3 | 4.25 | 4.15 | 4.05 | 4
| 225 | 4.8913 | 4.7872 | 4.6875 | 4.5918 | 4.5 |  |  | 225 | 4.85 | 4.75 | 4.65 | 4.55 | 4.5
| 250 | 5.4348 | 5.3191 | 5.2083 | 5.102 | 5 |  |  | 250 | 5.4 | 5.3 | 5.2 | 5.1 | 5
| 275 | 5.9783 | 5.8511 | 5.7292 | 5.6122 | 5.5 |  |  | 275 | 5.95 | 5.85 | 5.7 | 5.6 | 5.5
| 300 | 6.5217 | 6.383 | 6.25 | 6.1224 | 6 |  |  | 300 | 6.5 | 6.35 | 6.25 | 6.1 | 6

## Adjust conductivity with temp.
Adjust thermal conductivity with temperature using ISO/EN 10456 | [11 empty] | #VALUE! | www.branz.co.nz/terms-conditions/ |  |  |  | v2_7 | PC | 2025-11-27 16:49
calculate conductivity | [12 empty] | The default temperature for declaration of thermal conductivity on insulation product labels is 10 °C in UK, Europe and US
temperature difference
thickness | 50 | mm |  | temperature | 10 | °C |  | new temperature | 15 | °C | 5 | K
R-value | 1.3 | m2.K/W | [10 empty] | The default temperature in NZ is 15 °C and in Aust 23 °C
conductivity | 0.038462 | W/m.K |  | conductivity | 0.0385 | W/m.K |  | new conductivity | 0.039268 | W/m.K | 1.995% | change
|  |  |  | R-value | 1.3 |  |  | new R-value | 1.2746 | m2.K/W
Insulation type | [6 empty] | thickness (mm)
1 | Expanded Polystyrene foam (EPS) | [5 empty] | 1 | d<20
1 | Expanded Polystyrene foam (EPS) | [5 empty] | 1 | d<20
2 | Extruded Polystyrene foam (XPS) | [5 empty] | 2 | 20<d<40
3 | Polyurethane foam (PUR) / Polyiso. foam (PIR) | [5 empty] | 3 | 40<d<100
4 | Phenolic foam (PF) | [5 empty] | 4 | d>100
5 | Glasswool fibre / Rockwool fibre
6 | Polyester fibre
ISO/EN 10456: Annex A tables
|  | EPS | [7 empty] | EPS |  | 1.0199 | EPS | XPS | PUR/PIR | PF | GW/RW | POLY
|  |  | 0.032 | 0.0031 | [5 empty] | 0.032 | 0.0031 |  | thickness (mm) | facing / cell structure | facing | cell type | type | -------
|  |  | 0.035 | 0.0036 | [5 empty] | 0.035 | 0.0036 |  | d<20 | unknown cell structure & no impermeable cover | impermeable facing | Closed cell foam (>=90%) | Batts, mats, & loosefill | -------
|  |  | 0.04 | 0.0041 | [5 empty] | 0.04 | 0.0041 | 1.0199 | 20<d<40 | without skin or with course cell structure | no facing or permeable facing | Open cell foam (close cell <90%) | Semi-rigid | -------
|  | d<20 | 0.043 | 0.0044 | [5 empty] | 0.043 | 0.0044 |  | 40<d<100 | fine cell structure | no facing or permeable facing | Open cell foam (close cell <90%) | Rigid boards | -------
|  |  | 0.032 | 0.003 | [5 empty] | 0.0431 | 0.0044 |  | d>100 | impermeable cover | no facing or permeable facing | Open cell foam (close cell <90%) | Rigid boards | -------
|  |  | 0.035 | 0.0034
|  | 20<d<40 | 0.04 | 0.0036 | [5 empty] | PF closed cell |  | 1.0101 | 0.032 | 0.025 | 0.022 | 0.025 | 0.035 | 0.037
|  |  | 0.032 | 0.003 | [6 empty] | t1<=20 & t2<=20 | 1.0101 | 0.035 | 0.03 | 0.025 | 0.025 | 0.04 | 0.04
|  |  | 0.035 | 0.0033 | [6 empty] | t1>20 & t2>20 |  | 0.04 | 0.04 | 0.025 | 0.025 | 0.045 | 0.059
|  |  | 0.04 | 0.0036 | [6 empty] | t1<=20 & t2>20 |  | 0.043 | 0.04 | 0.025 | 0.025 | 0.05 | 0.062
|  |  | 0.045 | 0.0038 | [6 empty] | t1>20 & t2<=20 |  | 0.0431 | 0.041 | 0.0251 | 0.0251 | 0.051 | 0.0621
|  | 40<d<100 | 0.05 | 0.0041 | [8 empty] | 0.0031 | 0.0046 | 0.0055 | 0.0029 | 0.0046 | 0.0047
|  |  | 0.032 | 0.003 | [8 empty] | 0.0036 | 0.0045 | 0.0055 | 0.0029 | 0.0056 | 0.0052
|  |  | 0.035 | 0.0032 | [8 empty] | 0.0041 | 0.0045 | 0.0055 | 0.0029 | 0.0062 | 0.0068
|  |  | 0.04 | 0.0034 | [8 empty] | 0.0044 | 0.0045 | 0.0055 | 0.0029 | 0.0069 | 0.0077
|  | d>100 | 0.053 | 0.0037 | [8 empty] | 0.0044 | 0.0045 | 0.0055 | 0.0029 | 0.0069 | 0.0077
|  | XPS | [10 empty] | 0.032 | 0.025 | 0.025 | 0.032 | 0.032 | 0.037
|  |  | 0.025 | 0.0046 | [8 empty] | 0.035 | 0.03 | 0.03 | 0.032 | 0.034 | 0.04
|  |  | 0.03 | 0.0045 | [8 empty] | 0.04 | 0.04 | 0.03 | 0.032 | 0.036 | 0.059
|  | Without skin | 0.04 | 0.0045 | [8 empty] | 0.04 | 0.04 | 0.03 | 0.032 | 0.038 | 0.062
|  |  | 0.025 | 0.004 | [8 empty] | 0.041 | 0.041 | 0.031 | 0.0231 | 0.0381 | 0.0621
|  | With skin, fine cell | 0.03 | 0.0036 | [8 empty] | 0.003 | 0.0046 | 0.0055 | 0.0029 | 0.0038 | 0.0047
|  | products without skin | 0.035 | 0.0035 | [8 empty] | 0.0034 | 0.0045 | 0.005 | 0.0029 | 0.0043 | 0.0052
|  |  | 0.025 | 0.003 | [8 empty] | 0.0036 | 0.0045 | 0.005 | 0.0029 | 0.0048 | 0.0068
|  |  | 0.03 | 0.0028 | [8 empty] | 0.0036 | 0.0045 | 0.005 | 0.0029 | 0.0053 | 0.0077
|  | With impermeable | 0.035 | 0.0027 | [8 empty] | 0.0036 | 0.0045 | 0.005 | 0.0029 | 0.0053 | 0.0077
|  | cover | 0.04 | 0.0026
[13 empty] | 0.032 | 0.025 | 0.03 | 0.032 | 0.03 | 0.037
|  | PIR/PUR | [10 empty] | 0.035 | 0.03 | 0.033 | 0.032 | 0.033 | 0.04
|  | Products | 0.025 | 0.0055 | [8 empty] | 0.04 | 0.035 | 0.035 | 0.032 | 0.035 | 0.059
|  | without facings | 0.03 | 0.005 | [8 empty] | 0.045 | 0.035 | 0.035 | 0.032 | 0.035 | 0.062
|  | Products with | 0.022 | 0.0055 | [8 empty] | 0.05 | 0.0351 | 0.0351 | 0.0231 | 0.0351 | 0.0621
|  | impermeable facings | 0.025 | 0.0055 | [8 empty] | 0.003 | 0.004 | 0.0035 | 0.0029 | 0.0035 | 0.0047
[13 empty] | 0.0033 | 0.0036 | 0.0035 | 0.0029 | 0.0035 | 0.0052
|  | Phenolic | [10 empty] | 0.0036 | 0.0035 | 0.0035 | 0.0029 | 0.0035 | 0.0068
|  | Closed cell foam (>90%) | [10 empty] | 0.0038 | 0.0035 | 0.0035 | 0.0029 | 0.0035 | 0.0077
|  | 0°C to 20°C | 0.025 | 0.002 | [8 empty] | 0.0041 | 0.0035 | 0.0035 | 0.0029 | 0.0035 | 0.0077
|  | 20°C to 36°C | 0.025 | 0.005
|  | Open cell foam 0°C to | [10 empty] | 0.032 | 0.025 | 0.03 | 0.032 | 0.03 | 0.037
|  | 36°C | 0.032 | 0.0029 | [8 empty] | 0.035 | 0.03 | 0.033 | 0.032 | 0.033 | 0.04
[13 empty] | 0.04 | 0.035 | 0.035 | 0.032 | 0.035 | 0.059
|  | Mineral Wool | [10 empty] | 0.053 | 0.04 | 0.035 | 0.032 | 0.035 | 0.062
|  |  | 0.035 | 0.0046 | [8 empty] | 0.0531 | 0.041 | 0.0351 | 0.0231 | 0.0351 | 0.0621
|  |  | 0.04 | 0.0056 | [8 empty] | 0.003 | 0.003 | 0.0035 | 0.0029 | 0.0035 | 0.0047
|  | Batts, mats | 0.045 | 0.0062 | [8 empty] | 0.0032 | 0.0028 | 0.0035 | 0.0029 | 0.0035 | 0.0052
|  | and loosefill | 0.05 | 0.0069 | [8 empty] | 0.0034 | 0.0027 | 0.0035 | 0.0029 | 0.0035 | 0.0068
|  |  | 0.032 | 0.0038 | [8 empty] | 0.0037 | 0.0026 | 0.0035 | 0.0029 | 0.0035 | 0.0077
|  |  | 0.034 | 0.0043 | [8 empty] | 0.0037 | 0.0026 | 0.0035 | 0.0029 | 0.0035 | 0.0077
|  |  | 0.036 | 0.0048
|  | Boards | 0.038 | 0.0053
|  |  | 0.03 | 0.0035
|  |  | 0.033 | 0.0035
|  |  | 0.035 | 0.0035
|  | Rigid boards | 0.035 | 0.0035
replicate table in AS/NZS 4859.2
Polyester (new)
|  |  | 0.037 | 0.0047
|  |  | 0.04 | 0.0052
|  |  | 0.059 | 0.0068
|  |  | 0.062 | 0.0077

## equivalences for steel frames
Equivalences for simplifying the calculation & modelling of steel wall frames | [12 empty] | #VALUE! | www.branz.co.nz/terms-conditions/ |  |  |  | v2_7 | 2025-11-27 16:49
|  | 45 - 190 mm |  |  |  | Fully insulated frames |  |  | Half of the frames have insulation |  |  |  |  | Un-insulated frames |  |  |  | PC
frame depth (d) |  | 45 | mm | 45 |  | #VALUE! | [7 empty] | #VALUE!
steel thickness (t) |  | 0.95 | mm | 0.95
0.55 / 0.75 / 0.95 / 1.15 mm
NZS 4214 | [8 empty] | NZS 4214 | k = t / w * 44.5 |  | W/m.K
|  | 40 - 60 mm | [13 empty] | NZS 4214 equivalence can't account for some areas not being fully insulated
frame width (w) |  | 45 | mm | 45
[5 empty] | steel thickness (mm) |  |  |  |  | thermal conductivity of equivalent rectangle (W/m.K)
Equivalent |  |  |  |  | 0.55 |  |  | 0.54389 |  | 0.54389 |  |  |  | 0.54389
#VALUE! |  |  |  |  | 0.75 |  |  | 0.74167 |  | 0.74167 |  |  |  | 0.74167 |  | NZS 4214 equivalence doesn’t account for frame depth but does depend on frame width
[5 empty] | 0.95 |  |  | 0.93944 |  | 0.93944 |  |  |  | 0.93944
|  |  |  | 1 | 1.15 |  |  | 1.1372 |  | 1.1372 |  |  |  | 1.1372
Derived via 2D modelling |  |  |  | 45 mm frame width only
Equivalent single
#VALUE! |  |  |  | #VALUE! |  |  | 0.74 |  |  | 0.838 |  |  |  |  | 0.936 |  | #VALUE!
average
Equivalent double |  |  |  | #VALUE! |  |  | 0.735 |  |  | 0.8355 |  |  |  |  | 0.936 |  | #VALUE!
#VALUE!
|  | #VALUE! |  | #VALUE! |  |  | 0.735 |  |  | 1.0155 |  |  |  |  | 1.117 |  | #VALUE! |  | #VALUE!
[6 empty] | #VALUE! |  |  | #VALUE! |  |  |  |  | #VALUE!
ref. | Formula |  |  | W/m.K
| k = 0.0002 * d + 0.76 * t + 0.004 |  |  | 0.735
| k = 0.0012 * d + 0.76 * t - 0.036 |  |  | 0.74 |  |  | 0.735 |  |  | 0.936 | 0.735 |  |  |  | 0.936
| k = 0.0064 * d + 0.76 * t - 0.074 |  |  | 0.936
0.8355
| k = 0.0064 *d + 0.76 * t + 0.286 |  |  | 1.296
| k = 0.0038 * d + 0.76 * t - 0.055 |  |  | 0.838 |  | #VALUE! |  |  | #VALUE! |  |  |  |  | #VALUE!
| k = 0.0033 * d + 0.76 * t + 0.145 |  |  | 1.0155
[6 empty] | #VALUE! |  |  | #VALUE! |  |  |  |  | #VALUE!
| k = 0.0064 * d + 0.76 * t + 0.107 |  |  | 1.117
| k = 0.0033 *d + 0.76 * t - 0.035 |  |  | 0.8355
[7 empty] | 0.735 |  |  | 1.296 | 0.735 |  |  |  | 1.296 | 0.936
[10 empty] | 1.0155 |  |  |  |  | 1.117
These equivalences have been determined using 2-D finite element modelling including assuming R 0.05 lining, R 0.25 sheet thermal break, and R 0.15 cladding
The NZS 4214 equivalence value is calculated using the equation in the standard and excludes contact resistance
The conductivity value is for the equivalent frame only (doesn't include contact resistances)

## diagrams (hidden)
P_RP_S_B | #VALUE! | P_RS_M_B | #VALUE! | P_ST_O_S | W_BBWB_C_90T | #VALUE! | P_FR_O | P_blank
P_RP_C_D | #VALUE! | P_RS_M_D | #VALUE! | P_ST_O_D | W_BBWB_D90T | #VALUE! | P_FR_M | P_blank2
P_RP_C_B | #VALUE! | P_RL_S_B | #VALUE! | P_ST_I | W_RWB_C_90T | #VALUE! | P_FS_M_N | P_blank3
P_RP_S_D | #VALUE! | P_RL_S_D | #VALUE! |  | W_RWB_D90T | #VALUE! | P_FS_M_E | P_RP_SIL2 | #VALUE!
P_RP_SIL | #VALUE! | P_RS_S_SIL | #VALUE! |  | W_FSWB_C_90T | #VALUE! | P_FS_M_F | P_RS_S_SIL | #VALUE!
P_RP_S_B_RH | #VALUE! | P_RS_S_B_DR | #VALUE! |  | W_FSWB_D90T | #VALUE! | P_PS_O_N | P_PS_O_a
P_RP_reducedperim | #VALUE! | P_RS_S_DR | #VALUE! |  | W_FSS_C_90T | #VALUE! | P_PS_O_E | P_PS_O_b
|  | P_RS_S_B_SR | #VALUE! |  | W_FSS_D90T | #VALUE! | P_PS_O_F | P_PS_O_c
|  | P_RS_S_D | #VALUE! |  | W_PM_C_90T | #VALUE! | P_PS_O_T | P_PS_O_T
|  | P_RS_C_DR | #VALUE! |  | W_PM_D90T | #VALUE! | P_PS_O_a | W_staggered | #VALUE!
|  | P_RS_C_D | #VALUE! |  | W_BV_90T | #VALUE! | P_PS_O_b | W_ISIL_M | #VALUE!
|  | P_RS_C_B | #VALUE! |  | W_EPS_90T | #VALUE! | P_PS_O_c | W_T_RAB | #VALUE!
|  | P_RS_S_I | #VALUE! |  | W_BBWB_C_140T | #VALUE! |  | STF_lined
|  | P_warmroof |  |  | W_BBWB_D140T | #VALUE! |  | W_ISIL_PW | #VALUE!
[5 empty] | W_RWB_C_140T | #VALUE! |  | W_S_RAB | #VALUE!
[5 empty] | W_RWB_D140T | #VALUE!
[5 empty] | W_FSWB_C_140T | #VALUE!
[5 empty] | W_FSWB_D140T | #VALUE!
[5 empty] | W_FSS_C_140T | #VALUE!
[5 empty] | W_FSS_D140T | #VALUE!
[5 empty] | W_PM_C_140T | #VALUE!
[5 empty] | W_PM_D140T | #VALUE!
[5 empty] | W_BV_140T | #VALUE!
[5 empty] | W_EPS_140T | #VALUE!
[5 empty] | W_BBWB_C_90S | #VALUE!
[5 empty] | W_BBWB_D90S | #VALUE!
[5 empty] | W_RWB_C_90S | #VALUE!
[5 empty] | W_RWB_D90S | #VALUE!
[5 empty] | W_FSWB_C_90S | #VALUE!
[5 empty] | W_FSWB_D90S | #VALUE!
[5 empty] | W_FSS_C_90S | #VALUE!
[5 empty] | W_FSS_D90S | #VALUE!
[5 empty] | W_PM_C_90S | #VALUE!
[5 empty] | W_PM_D90S | #VALUE!
[5 empty] | W_BV_90S | #VALUE!
[5 empty] | W_EPS_90S | #VALUE!
[5 empty] | W_BBWB_C_140S | #VALUE!
[5 empty] | W_BBWB_D140S | #VALUE!
[5 empty] | W_RWB_C_140S | #VALUE!
[5 empty] | W_RWB_D140S | #VALUE!
[5 empty] | W_FSWB_C_140S | #VALUE!
[5 empty] | W_FSWB_D140S | #VALUE!
[5 empty] | W_FSS_C_140S | #VALUE!
[5 empty] | W_FSS_D140S | #VALUE!
[5 empty] | W_PM_C_140S | #VALUE!
[5 empty] | W_PM_D140S | #VALUE!
[5 empty] | W_BV_140S | #VALUE!
[5 empty] | W_EPS_140S | #VALUE!

## diagrams2 (hidden)
#VALUE!
| #VALUE! | #VALUE!
#VALUE! | #VALUE! | #VALUE! | #VALUE!
#VALUE! | #VALUE! | #VALUE! | #VALUE!
#VALUE! | #VALUE! | #VALUE! | #VALUE!
#VALUE! | #VALUE! | #VALUE! | #VALUE!
#VALUE! | #VALUE! | #VALUE! | #VALUE!
#VALUE! | #VALUE! | #VALUE! | #VALUE!

## diagrams3 (hidden)
| #VALUE! |  | #VALUE! | #VALUE! | #VALUE! | #VALUE!
| #VALUE! | #VALUE! | #VALUE! | #VALUE! | #VALUE! | #VALUE! | #VALUE! | #VALUE!
1 | #VALUE! | #VALUE! | #VALUE! | #VALUE! | #VALUE! | #VALUE! | #VALUE! | #VALUE!
2 | #VALUE! | #VALUE! | #VALUE! | #VALUE! | #VALUE! | #VALUE! | #VALUE! | #VALUE!
3 | #VALUE! | #VALUE! | #VALUE! | #VALUE! | #VALUE! | #VALUE! | #VALUE! | #VALUE!
4 | #VALUE! | #VALUE! | #VALUE! | #VALUE! | #VALUE! | #VALUE! | #VALUE! | #VALUE!
5 | #VALUE! | #VALUE! | #VALUE! | #VALUE! | #VALUE! | #VALUE! | #VALUE! | #VALUE!
6 | #VALUE! | #VALUE! | #VALUE! | #VALUE! | #VALUE! | #VALUE! | #VALUE! | #VALUE!
7 | #VALUE! | #VALUE! | #VALUE! | #VALUE! | #VALUE! | #VALUE! | #VALUE! | #VALUE!
8 | #VALUE! | #VALUE! | #VALUE! | #VALUE! | #VALUE! | #VALUE! | #VALUE! | #VALUE!