## Roof spaces
|  | 995 | 76 |  | 0010101011001001100101100111100011011111010100011001011101100101010101100010 |  |  | KsmWeN9Rl2VWI | KsmWeN9Rl2VWI | KsmWeN9Rl2VWI |  |  |  | 001010101100100110010110011110001101111101010001100101110110010101010110001000 | 001010101100100110010110011110001101111101010001100101110110010101010110001000 |  | 995 | [11 empty] | 0 |  |  | 1 |  |  | 4 |  |  |  |  | 1 |  |  |  | 1 |  |  |  | 1 |  |  |  | 1 |  |  | 9 |  |  |  | 29 |  |  | 50 |  |  | 40 |  |  | 95 |  |  | 241 |  |  | 300 |  |  | 201 |  |  |  | 21 |  | 24 | 24 |  | FALSE | #VALUE! |  | Thermal resistance of timber framed roof with roof space (m2K/W) | [8 empty] | KsmWeN9Rl2VWI |  |  |  |  | www.branz.co.nz/terms-conditions/ | [6 empty] | v2_7 | Web |  | 2025-11-27 16:49
1 | A | 21 | 7 | 0010101 | 0010101011001001100101100111100011011111010100011001011101100101010101100010 | 001010 | 10 | K | 7 | KsmWeN9Rl2VWI | K | TRUE | 10 | 001010 | 001010101100100110010110011110001101111101010001100101110110010101010110001000 | 0010101 | 21 | Cntrl8 | [10 empty] | 1 |  |  | 2 |  |  | 3 |  |  |  |  | 2 |  |  |  | 2 |  |  |  | 2 |  |  |  | 2 |  |  | 4 |  |  |  | 5 |  |  | 6 |  |  | 7 |  |  | 7 |  |  | 8 |  |  | 9 |  |  | 9 |  |  |  | 7 |  | 7 | 7 |  | TRUE | Insulation installed as a single layer or as two layers ?
2 | B | 201 | 9 | 011001001 | 1011001001100101100111100011011111010100011001011101100101010101100010 | 101100 | 44 | s | 9 | smWeN9Rl2VWI | s | FALSE | 44 | 101100 | 01100100110010110011110001101111101010001100101110110010101010110001000 | 011001001 | 201 | Cntrl6 | [10 empty] | 2 |  |  | 3 |  |  | 6 |  |  |  |  | 3 |  |  |  | 4 |  |  |  | 3 |  |  |  | 4 |  |  | 15 |  |  |  | 30 |  |  | 35 |  |  | 76 |  |  | 96 |  |  | 242 |  |  | 301 |  |  | 452 |  |  |  | 76 |  |  | 76 | [12 empty] | Determine insulation |  |  | thickness (mm) |  | 325 | [6 empty] | 0
3 | C | 300 | 9 | 100101100 | 1001100101100111100011011111010100011001011101100101010101100010 | 100110 | 38 | m | 9 | mWeN9Rl2VWI | m | FALSE | 38 | 100110 | 10010110011110001101111101010001100101110110010101010110001000 | 100101100 | 300 | Cntrl12 | [67 empty] | FALSE | 1 | single layer or two layers of same material | [8 empty] | material thermal |  |  |  |  | ------------- | = | 0.065 | thermal conductivity (W/m.K)
4 | D | 241 | 8 | 11110001 | 0101100111100011011111010100011001011101100101010101100010 | 010110 | 22 | W | 8 | WeN9Rl2VWI | W | TRUE | 22 | 010110 | 11110001101111101010001100101110110010101010110001000 | 11110001 | 241 | Cntrl13 | [26 empty] | FALSE | [8 empty] | insulation width |  |  |  | lower layer R-value |  |  | Area-Perimeter |  |  | compressed R-value |  |  | ISIL frame depth |  |  | ISIL frame fraction |  |  | ISIL R-value |  |  | insulation k |  |  |  | insulation R-value |  |  | target R-value | [13 empty] | conductivity |  |  | R-value (m2.K/W) |  | 5
5 | E | 95 | 7 | 1011111 | 0111100011011111010100011001011101100101010101100010 | 011110 | 30 | e | 7 | eN9Rl2VWI | e | FALSE | 30 | 011110 | 101111101010001100101110110010101010110001000 | 1011111 | 95 | Cntrl14 | [15 empty] | Lining | [10 empty] | FALSE | [40 empty] | FALSE | Target roof thermal resistance (m2K/W) |  | Roof cladding |  |  | 1 | Profiled metal
6 | F | 40 | 7 | 0101000 | 0011011111010100011001011101100101010101100010 | 001101 | 13 | N | 7 | N9Rl2VWI | N | TRUE | 13 | 001101 | 01010001100101110110010101010110001000 | 0101000 | 40 | Cntrl11 | [12 empty] | 1 or 2 layers | [7 empty] | cladding |  |  |  | ISIL type |  | FALSE |  | joist height |  |  |  | Joist spacing | [6 empty] | 0 |  | #DIV/0!
7 | G | 50 | 6 | 110010 | 1111010100011001011101100101010101100010 | 111101 | 61 | 9 | 6 | 9Rl2VWI | 9 | TRUE | 61 | 111101 | 1100101110110010101010110001000 | 110010 | 50 | Cntrl9 | [10 empty] | 17 | 0 |  | 16 | 1 |  | 4 | lining | 0 |  |  | 2 |  |  |  | 1 |  |  |  | 3 |  |  |  | 5 |  |  | 10 |  |  | 1.6 | 15 | 0 |  | 9 |  |  | 11 | 5 |  | 14 | 0 |  | 13 | 0 |  | 12 | 0 |  | 6 |  |  |  | 8 |  |  | 7 |  | FALSE |  |  | Joist/Cord height (mm) |  |  | 1 | 90
8 | H | 29 | 5 | 11101 | 0100011001011101100101010101100010 | 010001 | 17 | R | 5 | Rl2VWI | R | TRUE | 17 | 010001 | 1110110010101010110001000 | 11101 | 29 | Cntrl15 | [9 empty] | 1 | 1 | full insul. thick. compressed | 2 | 2 | single layer or two layers of same material | 5 | 5 | 10 mm plasterboard | 0 | 0.045 | 2 | 2 | Profiled metal | 0 | 2 | 2 | none | 0 | 2 | 2 | 90 | 0 | 2 | 2 | 1200 | 10 | 10 | 500 |  | 30 | 30 | --------- | 51 | 51 | 0 | 41 | 41 | 5 | 96 | 96 | --------- | 242 | 242 | --------- | 301 | 301 | --------- | 202 | 202 | 0.045 | 21 | 22 | 22 | 7.0 | 25 | 25 | 6.6 | [19 empty] | #VALUE!
9 | I | 9 | 4 | 1001 | 1001011101100101010101100010 | 100101 | 37 | l | 4 | l2VWI | l | FALSE | 37 | 100101 | 10010101010110001000 | 1001 | 9 | Cntrl10 | [10 empty] | 1 | full insul. thick. compressed |  | 1 |  |  | 1 |  |  |  |  | 1 |  |  |  | 1 |  |  |  | 1 |  |  |  | 1 |  |  | 1 | 950 |  |  | 1 |  |  | 1 | 5.0 |  | 1 | 9 |  | 1 |  |  | 1 |  |  | 1 |  |  | 1 |  |  |  | 1 |  |  | 1 | 9.0 | FALSE |  |  | Primary insulation conductivity (W/mK) |  |  | 0.045 | 0.045 |  |  | Joist/Cord spacing (mm) |  |  | 1 | 1200
10 | J | 1 | 2 | 01 | 1101100101010101100010 | 110110 | 54 | 2 | 2 | 2VWI | 2 | TRUE | 54 | 110110 | 0101010110001000 | 01 | 1 | Cntrl5 | [10 empty] | 2 | full insul. thick. compressed |  | 2 | single layer or two layers of same material |  | 2 | None | -0.045 | 0 |  | 2 | Profiled metal |  |  | 2 | none |  |  | 2 | 90 |  |  | 2 | 1200 |  | 2 | 900 | 3.4 | 3.4 | 2 | --------- |  | 2 | 4.9 |  | 2 | 8.9 | 95 | 2 | --------- | 25 | 2 | --------- | 3 | 2 | --------- | 0.065 | 2 | 0.065 | 405 | 9.0 | 2 | 9.0 |  | 2 | 8.9 | FALSE | [14 empty] | Total primary insulation R-value
11 | K | 1 | 2 | 01 | 0101010101100010 | 010101 | 21 | V | 2 | VWI | V | TRUE | 21 | 010101 | 01010110001000 | 01 | 1 | Cntrl3 | [13 empty] | 3 | 2-layers with lower an exact fit to top of joist/cord |  | 3 | 7 mm plywood | 0.005 | 0.05 |  | 3 | Concrete or clay tile |  |  | 3 | unframed |  |  | 3 | 140 |  |  | 3 | 900 |  | 3 | 850 | 3.3 | 3.3 | 3 | --------- |  | 3 | 4.8 |  | 3 | 8.8 | 94 | 3 | --------- | 24.9 | 3 | --------- | 2.99 | 3 | --------- | 0.0649 | 3 | 0.0649 | 400.5 | 8.9 | 3 | 8.9 |  | 3 | 8.8
12 | L | 1 | 2 | 01 | 0101100010 | 010110 | 22 | W | 2 | WI | W | TRUE | 22 | 010110 | 010110001000 | 01 | 1 | Cntrl1 | [16 empty] | 4 | 13 mm plywood | 0.055 | 0.1 | [5 empty] | 4 | framed | [6 empty] | 4 | 600 |  | 4 | 800 | 3.2 | 3.2 | 4 | --------- |  | 4 | 4.7 |  | 4 | 8.7 | 93 | 4 | --------- | 24.8 | 4 | --------- | 2.98 | 4 | --------- | 0.0648 | 4 | 0.0648 | 396 | 8.8 | 4 | 8.8 |  | 4 | 8.7 | FALSE | 6.6 | 6.6 |  |  |  | 0 | --------- |  |  | Total primary insulation layer(s) R-value |  |  | 7 | 7.0 |  | 7.0 | R 7.0
13 | M | 1 | 2 | 01 | 0010 | 001000 | 8 | I | 2 | I | I | TRUE | 8 | 001000 | 0110001000 | 01 | 1 | Cntrl2 | [16 empty] | 5 | 10 mm plasterboard | 0 | 0.045 | [16 empty] | 5 | 750 | 3.1 | 3.1 | 5 | --------- |  | 5 | 4.6 |  | 5 | 8.6 | 92 | 5 | --------- | 24.7 | 5 | --------- | 2.97 | 5 | --------- | 0.0647 | 5 | 0.0647 | 391.5 | 8.7 | 5 | 8.7 |  | 5 | 8.6 | FALSE
14 | N | 4 | 3 | 100 |  |  |  |  | 3 | [5 empty] | 10001000 | 100 | 4 | Cntrl4 | [16 empty] | 6 | 13 mm plasterboard | 0.014 | 0.059 | [16 empty] | 6 | 700 | 3 | 3 | 6 | --------- |  | 6 | 4.5 |  | 6 | 8.5 | 91 | 6 | --------- | 24.6 | 6 | --------- | 2.96 | 6 | --------- | 0.0646 | 6 | 0.0646 | 387 | 8.6 | 6 | 8.6 |  | 6 | 8.5 | [16 empty] | Roof R-value if cords & joists not covered by insul.
15 | O | 1 | 2 | 01 |  |  |  |  | 2 | [5 empty] | 01000 | 01 | 1 | Cntrl16 | [22 empty] | 1 | 1 | 1 | [11 empty] | 7 | 650 | 2.9 | 2.9 | 7 | --------- |  | 7 | 4.4 |  | 7 | 8.4 | 90 | 7 | --------- | 24.5 | 7 | --------- | 2.95 | 7 | --------- | 0.0645 | 7 | 0.0645 | 382.5 | 8.5 | 7 | 8.5 |  | 7 | 8.4 | FALSE |  |  | Secondary Insulation |  |  | 0 | none |  |  | thickness |  |  | 315 mm
16 | P | 0 | 1 | 0 |  |  |  |  | 1 | [5 empty] | 000 | 0 | 0 | Cntrl17 | [22 empty] | 2 | 1 | 1 | [11 empty] | 8 | 600 | 2.8 | 2.8 | 8 | --------- |  | 8 | 4.3 |  | 8 | 8.3 | 89 | 8 | --------- | 24.4 | 8 | --------- | 2.94 | 8 | --------- | 0.0644 | 8 | 0.0644 | 378 | 8.4 | 8 | 8.4 |  | 8 | 8.3 | FALSE | [6 empty] | 0 | ---------
17 | Q | [39 empty] | 3 | 2 | 2 | [11 empty] | 9 | 550 | 2.7 | 2.7 | 9 | --------- |  | 9 | 4.2 |  | 9 | 8.2 | 88 | 9 | --------- | 24.3 | 9 | --------- | 2.93 | 9 | --------- | 0.0643 | 9 | 0.0643 | 373.5 | 8.3 | 9 | 8.3 |  | 9 | 8.2 | FALSE | [6 empty] | 0 | --------- | [16 empty] | #VALUE!
18 | R | [34 empty] | -0.045 | 0 |  |  |  | 4 | 2 | 2 | [11 empty] | 10 | 500 | 2.6 | 2.6 | 10 | --------- |  | 10 | 4.1 |  | 10 | 8.1 | 87 | 10 | --------- | 24.2 | 10 | --------- | 2.92 | 10 | --------- | 0.0642 | 10 | 0.0642 | 369 | 8.2 | 10 | 8.2 |  | 10 | 8.1 | [7 empty] | 0 | --------- |  | Roof R-value if joist/cord covered by insulation |  |  | 7.092 |  |  | 6.3365
19 | S | [34 empty] | 0.005 | 0.05 |  |  |  | 5 | 3 | 3 | [11 empty] | 11 | 450 | 2.5 | 2.5 | 11 | --------- |  | 11 | 4.0 |  | 11 | 8 | 86 | 11 | --------- | 24.1 | 11 | --------- | 2.91 | 11 | --------- | 0.0641 | 11 | 0.0641 | 364.5 | 8.1 | 11 | 8.1 |  | 11 | 8.0
20 | T | [34 empty] | 0.055 | 0.1 |  |  |  | 6 | 3 | 3 | [11 empty] | 12 | 400 | 2.4 | 2.4 | 12 | --------- |  | 12 | 3.9 |  | 12 | 7.9 | 85 | 12 | --------- | 24 | 12 | --------- | 2.9 | 12 | --------- | 0.064 | 12 | 0.064 | 360 | 8.0 | 12 | 8.0 |  | 12 | 7.9
21 | U | [34 empty] | 0 | 0.045 | [17 empty] | 13 | 300 | 2.3 | 2.3 | 13 | --------- |  | 13 | 3.8 |  | 13 | 7.8 | 84 | 13 | --------- | 23.9 | 13 | --------- | 2.89 | 13 | --------- | 0.0639 | 13 | 0.0639 | 355.5 | 7.9 | 13 | 7.9 |  | 13 | 7.8 | FALSE |  |  | Lining |  | 3 | 10 mm plasterboard
22 | V | [34 empty] | 0.014 | 0.059 | [17 empty] | 14 | 350 | 2.2 | 2.2 | 14 | --------- |  | 14 | 3.7 |  | 14 | 7.7 | 83 | 14 | --------- | 23.8 | 14 | --------- | 2.88 | 14 | --------- | 0.0638 | 14 | 0.0638 | 351 | 7.8 | 14 | 7.8 |  | 14 | 7.7
23 | W | [53 empty] | 15 | 300 | 2.1 | 2.1 | 15 | --------- |  | 15 | 3.6 |  | 15 | 7.6 | 82 | 15 | --------- | 23.7 | 15 | --------- | 2.87 | 15 | --------- | 0.0637 | 15 | 0.0637 | 346.5 | 7.7 | 15 | 7.7 |  | 15 | 7.6 |  | Insulation covering over the top of joist/cord | [10 empty] | Insulation not covering over the top of joist/cord
24 | X | [55 empty] | 2 | 2 | 16 | --------- |  | 16 | 3.5 |  | 16 | 7.5 | 81 | 16 | --------- | 23.6 | 16 | --------- | 2.86 | 16 | --------- | 0.0636 | 16 | 0.0636 | 342 | 7.6 | 16 | 7.6 |  | 16 | 7.5 | [22 empty] | Correction for reduced perimeter insulation
25 | Y | [55 empty] | 1.9 | 1.9 | 17 | --------- |  | 17 | 3.4 |  | 17 | 7.4 | 80 | 17 | --------- | 23.5 | 17 | --------- | 2.85 | 17 | --------- | 0.0635 | 17 | 0.0635 | 337.5 | 7.5 | 17 | 7.5 |  | 17 | 7.4 |  | Insulation |  | joist / cord spacing (mm) |  |  | Insulation |  | joist / cord spacing (mm) |  |  |  | Insulation |  | joist / cord spacing (mm) |  |  | Insulation |  | joist / cord spacing (mm)
26 | Z | [55 empty] | 1.8 | 1.8 | 18 | --------- |  | 18 | 3.3 |  | 18 | 7.3 | 79 | 18 | --------- | 23.4 | 18 | --------- | 2.84 | 18 | --------- | 0.0634 | 18 | 0.0634 | 333 | 7.4 | 18 | 7.4 |  | 18 | 7.3
27 | a | [55 empty] | 1.7 | 1.7 | 19 | --------- |  | 19 | 3.2 |  | 19 | 7.2 | 78 | 19 | --------- | 23.3 | 19 | --------- | 2.83 | 19 | --------- | 0.0633 | 19 | 0.0633 | 328.5 | 7.3 | 19 | 7.3 |  | 19 | 7.2 |  | thickness | R-value | 600 | 900 | 1200 | thickness | R-value | 600 | 900 | 1200 |  | thickness | R-value | 600 | 900 | 1200 | thickness | R-value | 600 | 900 | 1200
28 | b | [55 empty] | 1.6 | 1.6 | 20 | --------- |  | 20 | 3.1 |  | 20 | 7.1 | 77 | 20 | --------- | 23.2 | 20 | --------- | 2.82 | 20 | --------- | 0.0632 | 20 | 0.0632 | 324 | 7.2 | 20 | 7.2 |  | 20 | 7.1 |  | 234 | 5.2 | 5.2167 | 5.2267 | 5.2367 | 405 | 9.0 | 9.1623 | 9.1699 | 9.1823 |  | 234 | 5.2 | 4.5292 | 4.8237 | 4.9593 | 405 | 9.0 | 6.0356 | 7.0849 | 7.6306
29 | c | [33 empty] | P_blank2 | 2 | P_RP_S_B | 1 | [18 empty] | 1.5 | 1.5 | 21 | --------- |  | 21 | 3.0 |  | 21 | 7 | 76 | 21 | --------- | 23.1 | 21 | --------- | 2.81 | 21 | --------- | 0.0631 | 21 | 0.0631 | 319.5 | 7.1 | 21 | 7.1 |  | 21 | 7.0 |  | 229.5 | 5.1 | 5.1144 | 5.1244 | 5.1344 | 400.5 | 8.9 | 9.0571 | 9.0634 | 9.0771 |  | 229.5 | 5.1 | 4.4662 | 4.7478 | 4.8769 | 400.5 | 8.9 | 6.0182 | 7.041 | 7.5718
30 | d | [18 empty] | Profiled Metal | [5 empty] | Concrete tile | [30 empty] | 1.4 | 1.4 | 22 | --------- |  | 22 | 2.9 |  | 22 | 6.9 | 75 | 22 | --------- | 23 | 22 | --------- | 2.8 | 22 | --------- | 0.063 | 22 | 0.063 | 315 | 7.0 | 22 | 7.0 |  | 22 | 6.9 |  | 225 | 5.0 | 5.0121 | 5.0221 | 5.0321 | 396 | 8.8 | 8.952 | 8.957 | 8.972 |  | 225 | 5.0 | 4.402 | 4.671 | 4.7938 | 396 | 8.8 | 5.9995 | 6.9963 | 7.5124
31 | e | [18 empty] | 90 mm |  |  | 140 mm |  |  | 90 mm |  |  | 140 mm |  |  |  | 1 | 1 | [22 empty] | 1.3 | 1.3 | 23 | --------- |  | 23 | 2.8 |  | 23 | 6.8 | 74 | 23 | --------- | 22.9 | 23 | --------- | 2.79 | 23 | --------- | 0.0629 | 23 | 0.0629 | 310.5 | 6.9 | 23 | 6.9 |  | 23 | 6.8 |  | 220.5 | 4.9 | 4.9099 | 4.9199 | 4.9299 | 391.5 | 8.7 | 8.8469 | 8.8507 | 8.8669 |  | 220.5 | 4.9 | 4.3366 | 4.5933 | 4.7102 | 391.5 | 8.7 | 5.9796 | 6.9507 | 7.4523 | Ceiling Area-Perimeter fraction
32 | f | [18 empty] | none | R 1.0 | R 1.2 | none | R 1.0 | R 1.2 | none | R 1.0 | R 1.2 | none | R 1.0 | R 1.2 | [25 empty] | 1.2 | 1.2 | 24 | --------- |  | 24 | 2.7 |  | 24 | 6.7 | 73 | 24 | --------- | 22.8 | 24 | --------- | 2.78 | 24 | --------- | 0.0628 | 24 | 0.0628 | 306 | 6.8 | 24 | 6.8 |  | 24 | 6.7 |  | 216 | 4.8 | 4.8277 | 4.8178 | 4.8278 | 387 | 8.6 | 8.7419 | 8.7445 | 8.7619 |  | 216 | 4.8 | 4.27 | 4.5149 | 4.6259 | 387 | 8.6 | 5.9585 | 6.9043 | 7.3917
33 | g | [32 empty] | 3 |  |  | 1 | 0.063 | [5 empty] | 0 | 0 |  | 0 | [9 empty] | 1.1 | 1.1 | 25 | --------- |  | 25 | 2.6 |  | 25 | 6.6 | 72 | 25 | --------- | 22.7 | 25 | --------- | 2.77 | 25 | --------- | 0.0627 | 25 | 0.0627 | 301.5 | 6.7 | 25 | 6.7 |  | 25 | 6.6 |  | 211.5 | 4.7 | 4.7243 | 4.7157 | 4.7257 | 382.5 | 8.5 | 8.6369 | 8.6384 | 8.6569 |  | 211.5 | 4.7 | 4.2022 | 4.4355 | 4.541 | 382.5 | 8.5 | 5.9362 | 6.857 | 7.3304 | Insulation width (mm) |  |  | 500 | 500
34 | h |  |  |  | Roof spaces | [28 empty] | 1 | 0.037 |  | 2 | 0.05 |  |  | timber R | 0 | 0 | 0 | 0 | 0 | 0 | [9 empty] | 1 | 1 | 26 | --------- |  | 26 | 2.5 |  | 26 | 6.5 | 71 | 26 | --------- | 22.6 | 26 | --------- | 2.76 | 26 | --------- | 0.0626 | 26 | 0.0626 | 297 | 6.6 | 26 | 6.6 |  | 26 | 6.5 |  | 207 | 4.6 | 4.621 | 4.6137 | 4.6237 | 378 | 8.4 | 8.5321 | 8.5325 | 8.5521 |  | 207 | 4.6 | 4.1332 | 4.3554 | 4.4555 | 378 | 8.4 | 5.9127 | 6.8089 | 7.2685
35 | i |  |  |  | reference | KsmWeN9Rl2VWI | [27 empty] | 2 | 0.05 |  | 3 | 0.037 |  |  | insul R | 0 | 100 | 0 | [12 empty] | 0.9 | 0.9 | 27 | --------- |  | 27 | 2.4 |  | 27 | 6.4 | 70 | 27 | --------- | 22.5 | 27 | --------- | 2.75 | 27 | --------- | 0.0625 | 27 | 0.0625 | 292.5 | 6.5 | 27 | 6.5 |  | 27 | 6.4 |  | 202.5 | 4.5 | 4.5178 | 4.5118 | 4.5218 | 373.5 | 8.3 | 8.4273 | 8.4373 | 8.4473 |  | 202.5 | 4.5 | 4.063 | 4.2743 | 4.3693 | 373.5 | 8.3 | 5.8881 | 6.7599 | 7.2059
36 | j |  |  |  | Insulation installed as a single layer or as two layers ? | single layer or two layers of same material | [12 empty] | thickness | 450 | 450 | 450 | 450 | 450 | 450 | 450 | 450 | 450 | 450 | 450 | 450 |  | 450 | 3 | 0.063 | [21 empty] | 0.8 | 0.8 | 28 | --------- |  | 28 | 2.3 |  | 28 | 6.3 | 69 | 28 | --------- | 22.4 | 28 | --------- | 2.74 | 28 | --------- | 0.0624 | 28 | 0.0624 | 288 | 6.4 | 28 | 6.4 |  | 28 | 6.3 |  | 198 | 4.4 | 4.4146 | 4.41 | 4.42 | 369 | 8.2 | 8.3226 | 8.3326 | 8.3426 |  | 198 | 4.4 | 3.9917 | 4.1925 | 4.2826 | 369 | 8.2 | 5.8622 | 6.7101 | 7.1428 |  |  | one layer or two layers of same material
37 | k |  |  |  | Roof cladding | Profiled metal | [31 empty] | 3.7594e-05 | [18 empty] | 0.7 | 0.7 | 29 | --------- |  | 29 | 2.2 |  | 29 | 6.2 | 68 | 29 | --------- | 22.3 | 29 | --------- | 2.73 | 29 | --------- | 0.0623 | 29 | 0.0623 | 283.5 | 6.3 | 29 | 6.3 |  | 29 | 6.2 |  | 193.5 | 4.3 | 4.3115 | 4.3083 | 4.3183 | 364.5 | 8.1 | 8.218 | 8.228 | 8.238 |  | 193.5 | 4.3 | 3.9191 | 4.1098 | 4.1952 | 364.5 | 8.1 | 5.8351 | 6.6595 | 7.079
38 | l |  |  |  | Joist/Cord height (mm) | 90 | [12 empty] | k1 | 0.037 | 0.037 | 0.037 | 0.037 | 0.037 | 0.037 | 0.037 | 0.037 | 0.037 | 0.037 | 0.037 | 0.037 |  |  | 3 | 600 |  |  | 1.0135 |  |  | A/P for ceiling |  |  |  |  | 0 | #DIV/0! | L/AP | a | [7 empty] | 0.6 | 0.6 | 30 | --------- |  | 30 | 2.1 |  | 30 | 6.1 | 67 | 30 | --------- | 22.2 | 30 | --------- | 2.72 | 30 | --------- | 0.0622 | 30 | 0.0622 | 279 | 6.2 | 30 | 6.2 |  | 30 | 6.1 |  | 189 | 4.2 | 4.2084 | 4.2066 | 4.2166 | 360 | 8.0 | 8.1134 | 8.1234 | 8.1334 |  | 189 | 4.2 | 3.8453 | 4.0262 | 4.1072 | 360 | 8.0 | 5.8069 | 6.608 | 7.0146 |  |  | 1 | full insul. thick. compressed
39 | m |  |  |  | Primary insulation conductivity (W/mK) | 0.045 | [12 empty] | k2 | 0.05 | 0.05 | 0.05 | 0.05 | 0.05 | 0.05 | 0.05 | 0.05 | 0.05 | 0.05 | 0.05 | 0.05 |  |  | 1 | 600 |  |  | 0.11068 |  |  | width of perim insulation reduction |  |  |  |  | 0.5 | #DIV/0! |  | a*(1-a/4) | [12 empty] | 31 | 2.0 |  | 31 | 6 | 66 | 31 | --------- | 22.1 | 31 | --------- | 2.71 | 31 | --------- | 0.0621 | 31 | 0.0621 | 274.5 | 6.1 | 31 | 6.1 |  | 31 | 6.0 |  | 184.5 | 4.1 | 4.1054 | 4.105 | 4.115 | 355.5 | 7.9 | 8.0089 | 8.0189 | 8.0289 |  | 184.5 | 4.1 | 3.7703 | 3.9418 | 4.0186 | 355.5 | 7.9 | 5.7774 | 6.5556 | 6.9496 |  |  | compressed primary insul. R-value
40 | n |  |  |  |  | --------- | [12 empty] | k3 | 0.063 | 0.063 | 0.063 | 0.063 | 0.063 | 0.063 | 0.063 | 0.063 | 0.063 | 0.063 | 0.063 | 0.063 |  |  | 2 | 900 |  |  | -0.04597 |  |  | Reduced R-value at perimeter of ceiling |  |  |  |  | 4.79 | #DIV/0! | [14 empty] | 32 | 1.9 |  | 32 | 5.9 | 65 | 32 | --------- | 22 | 32 | --------- | 2.7 | 32 | --------- | 0.062 | 32 | 0.062 | 270 | 6.0 | 32 | 6.0 |  | 32 | 5.9 |  | 180 | 4.0 | 4.0024 | 4.0035 | 4.0135 | 351 | 7.8 | 7.9045 | 7.9145 | 7.9245 |  | 180 | 4.0 | 3.6942 | 3.8566 | 3.9293 | 351 | 7.8 | 5.7467 | 6.5025 | 6.8839 |  |  |  |  | 5 | 5
41 | o |  |  |  | Secondary Insulation | none | [27 empty] | 3 | 1200 |  |  | 1.0269 |  |  | R-value at centre of ceiling |  |  |  |  | 7.092 | #DIV/0! | [14 empty] | 33 | 1.8 |  | 33 | 5.8 | 64 | 33 | --------- | 21.9 | 33 | --------- | 2.69 | 33 | --------- | 0.0619 | 33 | 0.0619 | 265.5 | 5.9 | 33 | 5.9 |  | 33 | 5.8 |  | 175.5 | 3.9 | 3.8994 | 3.902 | 3.912 | 346.5 | 7.7 | 7.8002 | 7.8102 | 7.8202 |  | 175.5 | 3.9 | 3.6168 | 3.7705 | 3.8394 | 346.5 | 7.7 | 5.7149 | 6.4484 | 6.8177
42 | p |  |  |  | ---------- | --------- | [13 empty] | 600 | 600 | 600 | 600 | 600 | 600 | 400 | 400 | 400 | 400 | 400 | 400 | [6 empty] | 0.30558 | [9 empty] | 4.7938 | 5 | [12 empty] | 34 | 1.7 |  | 34 | 5.7 | 63 | 34 | --------- | 21.8 | 34 | --------- | 2.68 | 34 | --------- | 0.0618 | 34 | 0.0618 | 261 | 5.8 | 34 | 5.8 |  | 34 | 5.7 |  | 171 | 3.8 | 3.7965 | 3.8007 | 3.8107 | 342 | 7.6 | 7.696 | 7.706 | 7.716 |  | 171 | 3.8 | 3.5382 | 3.6836 | 3.749 | 342 | 7.6 | 5.6818 | 6.3936 | 6.7508
43 | q |  |  |  | ---------- | --------- | [13 empty] | 900 | 900 | 900 | 900 | 900 | 900 | 600 | 600 | 600 | 600 | 600 | 600 | [9 empty] | Total R-value incl. perimeter | [5 empty] | #DIV/0! | 4.79 | 5 | [12 empty] | 35 | 1.6 |  | 35 | 5.6 | 62 | 35 | --------- | 21.7 | 35 | --------- | 2.67 | 35 | --------- | 0.0617 | 35 | 0.0617 | 256.5 | 5.7 | 35 | 5.7 |  | 35 | 5.6 |  | 166.5 | 3.7 | 3.6937 | 3.6994 | 3.7094 | 337.5 | 7.5 | 7.5918 | 7.6018 | 7.6118 |  | 166.5 | 3.7 | 3.4585 | 3.5958 | 3.6578 | 337.5 | 7.5 | 5.6476 | 6.3379 | 6.6833
44 | r |  |  |  | ---------- | --------- | [13 empty] | 1200 | 1200 | 1200 | 1200 | 1200 | 1200 | 900 | 900 | 900 | 900 | 900 | 900 | [30 empty] | 36 | 1.5 |  | 36 | 5.5 | 61 | 36 | --------- | 21.6 | 36 | --------- | 2.66 | 36 | --------- | 0.0616 | 36 | 0.0616 | 252 | 5.6 | 36 | 5.6 |  | 36 | 5.5 |  | 162 | 3.6 | 3.5909 | 3.5982 | 3.6082 | 333 | 7.4 | 7.4877 | 7.4977 | 7.5077 |  | 162 | 3.6 | 3.3775 | 3.5072 | 3.5661 | 333 | 7.4 | 5.6121 | 6.2813 | 6.6152 | R-value around perimeter (m2K/W)
45 | s |  |  |  | Lining | 10 mm plasterboard | [27 empty] | k |  | w | 600 | 900 | 1200 | [22 empty] | 37 | 1.4 |  | 37 | 5.4 | 60 | 37 | --------- | 21.5 | 37 | --------- | 2.65 | 37 | --------- | 0.0615 | 37 | 0.0615 | 247.5 | 5.5 | 37 | 5.5 |  | 37 | 5.4 |  | 157.5 | 3.5 | 3.4881 | 3.497 | 3.507 | 328.5 | 7.3 | 7.3837 | 7.3937 | 7.4037 |  | 157.5 | 3.5 | 3.2953 | 3.4178 | 3.4738 | 328.5 | 7.3 | 5.5755 | 6.2239 | 6.5464
46 | t |  |  |  | Joist/Cord spacing (mm) | 1200 | [12 empty] | k1 | 0.0055936 | 0.0053779 | 0.0054096 | 0.0076098 | 0.007406 | 0.0074951 | 0.0083657 | 0.0083657 | 0.0083657 | 0.011292 | 0.011292 | 0.011292 |  | 0.0055936 | 2.7701e-05 | aa | 0.037 | 0.0055936 | 0.0036822 | 0.0027938 | [22 empty] | 38 | 1.3 |  | 38 | 5.3 | 59 | 38 | --------- | 21.4 | 38 | --------- | 2.64 | 38 | --------- | 0.0614 | 38 | 0.0614 | 243 | 5.4 | 38 | 5.4 |  | 38 | 5.3 |  | 153 | 3.4 | 3.3854 | 3.396 | 3.406 | 324 | 7.2 | 7.2797 | 7.2897 | 7.2997 |  | 153 | 3.4 | 3.212 | 3.3275 | 3.3808 | 324 | 7.2 | 5.5376 | 6.1657 | 6.4771
47 | u |  |  |  | Total primary insulation layer(s) R-value | 7.0 | [13 empty] | 0.97672 | 0.95984 | 0.96371 | 0.93534 | 0.91485 | 0.92271 | 0.96012 | 0.96012 | 0.96012 | 0.89424 | 0.89424 | 0.89424 |  | 0.97672 | 1.0235 | ab |  | 0.97672 | 0.98879 | 0.99412 | [22 empty] | 39 | 1.2 |  | 39 | 5.2 | 58 | 39 | --------- | 21.3 | 39 | --------- | 2.63 | 39 | --------- | 0.0613 | 39 | 0.0613 | 238.5 | 5.3 | 39 | 5.3 |  | 39 | 5.2 |  | 148.5 | 3.3 | 3.2828 | 3.295 | 3.305 | 319.5 | 7.1 | 7.1758 | 7.1858 | 7.1958 |  | 148.5 | 3.3 | 3.1274 | 3.2363 | 3.2872 | 319.5 | 7.1 | 5.4986 | 6.1066 | 6.4071 | Overall roof R-value (m2K/W)
48 | v |  |  |  | thickness | 315 mm | [13 empty] | -0.071818 | 1.046 | 1.1262 | -0.015574 | 1.1252 | 1.382 | -0.16873 | 0.90127 | 1.2113 | -0.042261 | 1.0277 | 1.3377 |  | -0.071818 | 0.029765 | ac |  | -0.071818 | -0.010214 | 0.022279 |  | 2 | P_blank2 |  | 1 | P_RP_S_B |  |  | P_RP_S_B | [13 empty] | 40 | 1.1 |  | 40 | 5.1 | 57 | 40 | --------- | 21.2 | 40 | --------- | 2.62 | 40 | --------- | 0.0612 | 40 | 0.0612 | 234 | 5.2 | 40 | 5.2 |  | 40 | 5.1 |  | 144 | 3.2 | 3.1802 | 3.1941 | 3.2041 | 315 | 7.0 | 7.072 | 7.082 | 7.092 |  | 144 | 3.2 | 3.0417 | 3.1443 | 3.193 | 315 | 7.0 | 5.4583 | 6.0467 | 6.3365
49 | w | [18 empty] | 0.0036822 | 0.0036031 | 0.0036367 | 0.0051049 | 0.0049169 | 0.0050079 | 0.0055936 | 0.0055936 | 0.0055936 | 0.0076098 | 0.0076098 | 0.0076098 |  | 0.0036822 | 3.7594e-05 | ba | 0.05 | 0.00041353 | 0.00028492 | 0.00019786 |  | 1 | P_blank |  | 1 | P_RP_S_B | [16 empty] | 41 | 1.0 |  | 41 | 5 | 56 | 41 | --------- | 21.1 | 41 | --------- | 2.61 | 41 | --------- | 0.0611 | 41 | 0.0611 | 229.5 | 5.1 | 41 | 5.1 |  | 41 | 5.0 |  | 139.5 | 3.1 | 3.0776 | 3.0932 | 3.1032 | 310.5 | 6.9 | 6.9683 | 6.9783 | 6.9883 |  | 139.5 | 3.1 | 2.9547 | 3.0515 | 3.0981 | 310.5 | 6.9 | 5.4169 | 5.9859 | 6.2652
50 | x |  |  |  | Roof R-value if joist/cord covered by insulation | 7.092 | [13 empty] | 0.98879 | 0.98379 | 0.98766 | 0.96317 | 0.94958 | 0.95738 | 0.97672 | 0.97672 | 0.97672 | 0.93534 | 0.93534 | 0.93534 |  | 0.98879 | 1.0167 | bb |  | 1.0315 | 1.0231 | 1.0192 |  | 2 | P_blank2 |  | 2 | P_RP_C_D |  |  | P_RP_S_B | [13 empty] | 42 | 0.9 |  | 42 | 4.9 | 55 | 42 | --------- | 21 | 42 | --------- | 2.6 | 42 | --------- | 0.061 | 42 | 0.061 | 225 | 5.0 | 42 | 5.0 |  | 42 | 4.9 |  | 135 | 3 | 2.9751 | 2.9925 | 3.0025 | 306 | 6.8 | 6.8647 | 6.8747 | 6.8847 |  | 135 | 3 | 2.8666 | 2.9578 | 3.0027 | 306 | 6.8 | 5.3742 | 5.9243 | 6.1934
51 | y |  |  |  | ---------- | ---------- | [13 empty] | -0.010214 | 1.0948 | 1.1747 | 0.00085712 | 1.1349 | 1.3921 | -0.071818 | 0.99818 | 1.3082 | -0.015574 | 1.0544 | 1.3644 |  | -0.010214 | 0.083881 | bc |  | -0.081593 | 0.0009995 | 0.04142 |  | 3 | P_blank3 |  | 3 | P_RP_C_B |  |  | P_RP_S_D | [13 empty] | 43 | 0.8 |  | 43 | 4.8 | 54 | 43 | --------- | 20.9 | 43 | --------- | 2.59 | 43 | --------- | 0.0609 | 43 | 0.0609 | 220.5 | 4.9 | 43 | 4.9 |  | 43 | 4.8 |  | 130.5 | 2.9 | 2.8726 | 2.8918 | 2.9018 | 301.5 | 6.7 | 6.7611 | 6.7711 | 6.7811 |  | 130.5 | 2.9 | 2.7772 | 2.8633 | 2.9066 | 301.5 | 6.7 | 5.3304 | 5.8618 | 6.1209 |  |  |  | #VALUE!
52 | z |  |  |  | ---------- | ---------- | [13 empty] | 0.0027938 | 0.0027938 | 0.0028334 | 0.0038623 | 0.0036783 | 0.0037732 | 0.0036822 | 0.0036822 | 0.0036822 | 0.0051049 | 0.0051049 | 0.0051049 |  | 0.0027938 | 3.7594e-05 | ca | 0.063 | 2.7701e-05 | 3.7594e-05 | 3.7594e-05 |  | 4 | P_RP_SIL2 |  | 4 | P_RP_S_D | [16 empty] | 44 | 0.7 |  | 44 | 4.7 | 53 | 44 | --------- | 20.8 | 44 | --------- | 2.58 | 44 | --------- | 0.0608 | 44 | 0.0608 | 216 | 4.8 | 44 | 4.8 |  | 44 | 4.7 |  | 126 | 2.8 | 2.7702 | 2.7912 | 2.8012 | 297 | 6.6 | 6.6576 | 6.6676 | 6.6776 |  | 126 | 2.8 | 2.6867 | 2.768 | 2.8099 | 297 | 6.6 | 5.2854 | 5.7985 | 6.0478
53 | 0 |  |  |  | ---------- | ---------- | [13 empty] | 0.99412 | 0.99472 | 0.99855 | 0.97697 | 0.9669 | 0.97462 | 0.98879 | 0.98879 | 0.98879 | 0.96317 | 0.96317 | 0.96317 |  | 0.99412 | 1.0135 | cb |  | 1.0235 | 1.0167 | 1.0135 |  | 5 | P_RS_S_SIL |  | 5 | P_RP_SIL | [16 empty] | 45 | 0.6 |  | 45 | 4.6 | 52 | 45 | --------- | 20.7 | 45 | --------- | 2.57 | 45 | --------- | 0.0607 | 45 | 0.0607 | 211.5 | 4.7 | 45 | 4.7 |  | 45 | 4.6 |  | 121.5 | 2.7 | 2.6679 | 2.6906 | 2.7006 | 292.5 | 6.5 | 6.5542 | 6.5642 | 6.5742 |  | 121.5 | 2.7 | 2.595 | 2.6718 | 2.7126 | 292.5 | 6.5 | 5.2391 | 5.7344 | 5.9741
54 | 1 |  |  |  | ---------- | ---------- | [13 empty] | 0.022279 | 1.1225 | 1.2023 | 0.009349 | 1.1398 | 1.3972 | -0.010214 | 1.0598 | 1.3698 | 0.00085712 | 1.0709 | 1.3809 |  | 0.022279 | 0.11068 | cc |  | 0.029765 | 0.083881 | 0.11068 |  | 6 | P_PS_O_a |  | 6 | P_RP_S_B_RH | [16 empty] | 46 | 0.5 |  | 46 | 4.5 | 51 | 46 | --------- | 20.6 | 46 | --------- | 2.56 | 46 | --------- | 0.0606 | 46 | 0.0606 | 207 | 4.6 | 46 | 4.6 |  | 46 | 4.5 |  | 117 | 2.6 | 2.5655 | 2.5902 | 2.6002 | 288 | 6.4 | 6.4509 | 6.4609 | 6.4709 |  | 117 | 2.6 | 2.502 | 2.5747 | 2.6146 | 288 | 6.4 | 5.1917 | 5.6694 | 5.8998
55 | 2 |  |  |  | ---------- | ---------- | [12 empty] | k2 | 0.00041353 | 0.00018203 | 0.0001662 | 0.0017709 | 0.0016383 | 0.0017076 | 0.00054808 | 0.00054808 | 0.00054808 | 0.002588 | 0.002588 | 0.002588 |  | 0.00041353 | [7 empty] | 7 | P_PS_O_b |  | 7 | P_RP_reducedperim | [16 empty] | 47 | 0.4 |  | 47 | 4.4 | 50 | 47 | --------- | 20.5 | 47 | --------- | 2.55 | 47 | --------- | 0.0605 | 47 | 0.0605 | 202.5 | 4.5 | 47 | 4.5 |  | 47 | 4.4 |  | 112.5 | 2.5 | 2.4633 | 2.4898 | 2.4998 | 283.5 | 6.3 | 6.3476 | 6.3576 | 6.3676 |  | 112.5 | 2.5 | 2.4079 | 2.4768 | 2.5161 | 283.5 | 6.3 | 5.1431 | 5.6036 | 5.8248
56 | 3 |  |  |  | ---------- | ---------- | [13 empty] | 1.0315 | 1.0331 | 1.0224 | 0.99945 | 0.99846 | 1.009 | 1.0446 | 1.0446 | 1.0446 | 0.9941 | 0.9941 | 0.9941 |  | 1.0315 | [7 empty] | 8 | P_PS_O_c | [19 empty] | 48 | 0.3 |  | 48 | 4.3 | 49 | 48 | --------- | 20.4 | 48 | --------- | 2.54 | 48 | --------- | 0.0604 | 48 | 0.0604 | 198 | 4.4 | 48 | 4.4 |  | 48 | 4.3 |  | 108 | 2.4 | 2.3611 | 2.3895 | 2.3995 | 279 | 6.2 | 6.2444 | 6.2544 | 6.2644 |  | 108 | 2.4 | 2.3126 | 2.3781 | 2.4169 | 279 | 6.2 | 5.0933 | 5.5369 | 5.7492
57 | 4 | [18 empty] | -0.081593 | 1.0172 | 0.81889 | -0.018766 | 1.1012 | 1.3527 | -0.20636 | 0.86364 | 1.1736 | -0.090296 | 0.9797 | 1.2897 |  | -0.081593 | [7 empty] | 9 | P_PS_O_T | [19 empty] | 49 | 0.2 |  | 49 | 4.2 | 48 | 49 | --------- | 20.3 | 49 | --------- | 2.53 | 49 | --------- | 0.0603 | 49 | 0.0603 | 193.5 | 4.3 | 49 | 4.3 |  | 49 | 4.2 |  | 103.5 | 2.3 | 2.2589 | 2.2893 | 2.2993 | 274.5 | 6.1 | 6.1413 | 6.1513 | 6.1613 |  | 103.5 | 2.3 | 2.216 | 2.2785 | 2.3171 | 274.5 | 6.1 | 5.0422 | 5.4694 | 5.673
58 | 5 | [18 empty] | 0.00028492 | 0.00021765 | 0.00015631 | 0.0012228 | 0.0011219 | 0.0011733 | 0.00041353 | 0.00041353 | 0.00041353 | 0.0017709 | 0.0017709 | 0.0017709 |  | 0.00028492 | [7 empty] | 10 | W_staggered | [19 empty] | 50 | 0.1 |  | 50 | 4.1 | 47 | 50 | --------- | 20.2 | 50 | --------- | 2.52 | 50 | --------- | 0.0602 | 50 | 0.0602 | 189 | 4.2 | 50 | 4.2 |  | 50 | 4.1 |  | 99 | 2.2 | 2.1568 | 2.1891 | 2.1991 | 270 | 6.0 | 6.0383 | 6.0483 | 6.0583 |  | 99 | 2.2 | 2.1183 | 2.1781 | 2.2166 | 270 | 6.0 | 4.99 | 5.401 | 5.5962
59 | 6 | [18 empty] | 1.0231 | 1.0316 | 1.0213 | 1.0028 | 1.0053 | 1.016 | 1.0315 | 1.0315 | 1.0315 | 0.99945 | 0.99945 | 0.99945 |  | 1.0231 | [7 empty] | 11 | W_ISIL_M | [5 empty] | P_RP_S_B | [13 empty] | 51 | 0 |  | 51 | 4 | 46 | 51 | --------- | 20.1 | 51 | --------- | 2.51 | 51 | --------- | 0.0601 | 51 | 0.0601 | 184.5 | 4.1 | 51 | 4.1 |  | 51 | 4.0 |  | 94.5 | 2.1 | 2.0547 | 2.0562 | 2.099 | 265.5 | 5.9 | 5.9353 | 5.9453 | 5.9553 |  | 94.5 | 2.1 | 2.0194 | 2.0768 | 2.1156 | 265.5 | 5.9 | 4.9366 | 5.3318 | 5.5188 |  |  |  | #VALUE!
60 | 7 | [18 empty] | 0.0009995 | 1.0968 | 0.89792 | 0.029006 | 1.147 | 1.3987 | -0.081593 | 0.98841 | 1.2984 | -0.018766 | 1.0512 | 1.3612 |  | 0.0009995 | [7 empty] | 12 | W_T_RAB | [5 empty] | P_RP_S_D | [16 empty] | 52 | 3.9 | 45 | 52 | --------- | 20 | 52 | --------- | 2.5 | 52 | --------- | 0.06 | 52 | 0.06 | 180 | 4.0 | 52 | 4.0 |  | 52 | 3.9 |  | 90 | 2 | 1.9526 | 1.9566 | 1.999 | 261 | 5.8 | 5.8324 | 5.8424 | 5.8524 |  | 90 | 2 | 1.9193 | 1.9747 | 2.0139 | 261 | 5.8 | 4.882 | 5.2618 | 5.4407
61 | 8 | [18 empty] | 0.00019786 | 0.00018401 | 0.00015829 | 0.00091413 | 0.00084092 | 0.00090028 | 0.00028492 | 0.00028492 | 0.00028492 | 0.0012228 | 0.0012228 | 0.0012228 |  | 0.00019786 | [7 empty] | 13 | STF_lined | [5 empty] | P_RP_C_B | [16 empty] | 53 | 3.8 | 44 | 53 | --------- | 19.9 | 53 | --------- | 2.49 | 53 | --------- | 0.0599 | 53 | 0.0599 | 175.5 | 3.9 | 53 | 3.9 |  | 53 | 3.8 |  | 85.5 | 1.9 | 1.8507 | 1.8571 | 1.8991 | 256.5 | 5.7 | 5.7296 | 5.7396 | 5.7496 |  | 85.5 | 1.9 | 1.8179 | 1.8717 | 1.9116 | 256.5 | 5.7 | 4.8262 | 5.1909 | 5.362
62 | 9 | [18 empty] | 1.0192 | 1.0313 | 1.0207 | 1.0048 | 1.0089 | 1.0194 | 1.0231 | 1.0231 | 1.0231 | 1.0028 | 1.0028 | 1.0028 |  | 1.0192 | [7 empty] | 14 | W_ISIL_PW | [5 empty] | P_RP_C_D | [16 empty] | 54 | 3.7 | 43 | 54 | --------- | 19.8 | 54 | --------- | 2.48 | 54 | --------- | 0.0598 | 54 | 0.0598 | 171 | 3.8 | 54 | 3.8 |  | 54 | 3.7 |  | 81 | 1.8 | 1.7487 | 1.7577 | 1.7993 | 252 | 5.6 | 5.6269 | 5.6369 | 5.6469 |  | 81 | 1.8 | 1.7154 | 1.768 | 1.8087 | 252 | 5.6 | 4.7692 | 5.1191 | 5.2827
63 | + | [18 empty] | 0.04142 | 1.1356 | 0.9376 | 0.052531 | 1.1702 | 1.4222 | 0.0009995 | 1.071 | 1.381 | 0.029006 | 1.099 | 1.409 |  | 0.04142 | [7 empty] | 15 | W_S_RAB | [5 empty] | P_RP_SIL2 | [16 empty] | 55 | 3.6 | 42 | 55 | --------- | 19.7 | 55 | --------- | 2.47 | 55 | --------- | 0.0597 | 55 | 0.0597 | 166.5 | 3.7 | 55 | 3.7 |  | 55 | 3.6 |  | 76.5 | 1.7 | 1.6468 | 1.6584 | 1.6995 | 247.5 | 5.5 | 5.5242 | 5.5342 | 5.5442 |  | 76.5 | 1.7 | 1.6117 | 1.6633 | 1.7052 | 247.5 | 5.5 | 4.711 | 5.0465 | 5.2028
64 | / | [17 empty] | k3 | 2.7701e-05 | -3.3637e-05 | -6.3316e-05 | -2.7701e-05 | -9.2996e-05 | -7.3209e-05 | 2.3744e-05 | 2.3744e-05 | 2.3744e-05 | -0.0001108 | -0.0001108 | -0.0001108 |  | 2.7701e-05 | [14 empty] | P_blank2 | [16 empty] | 56 | 3.5 | 41 | 56 | --------- | 19.6 | 56 | --------- | 2.46 | 56 | --------- | 0.0596 | 56 | 0.0596 | 162 | 3.6 | 56 | 3.6 |  | 56 | 3.5 |  | 72 | 1.6 | 1.545 | 1.5592 | 1.5998 | 243 | 5.4 | 5.4217 | 5.4317 | 5.4417 |  | 72 | 1.6 | 1.5068 | 1.5578 | 1.601 | 243 | 5.4 | 4.6516 | 4.9731 | 5.1222
65 | = | [18 empty] | 1.0235 | 1.0343 | 1.0147 | 1.0142 | 1.0252 | 1.0383 | 1.0332 | 1.0332 | 1.0332 | 1.0187 | 1.0187 | 1.0187 |  | 1.0235 | [31 empty] | 57 | 3.4 | 40 | 57 | --------- | 19.5 | 57 | --------- | 2.45 | 57 | --------- | 0.0595 | 57 | 0.0595 | 157.5 | 3.5 | 57 | 3.5 |  | 57 | 3.4 |  | 67.5 | 1.5 | 1.4432 | 1.4601 | 1.5002 | 238.5 | 5.3 | 5.3191 | 5.3291 | 5.3391 |  | 67.5 | 1.5 | 1.4007 | 1.4515 | 1.4962 | 238.5 | 5.3 | 4.591 | 4.8989 | 5.0411
[20 empty] | 0.029765 | 1.1295 | 0.76346 | 0.031669 | 1.1421 | 1.3903 | -0.050577 | 1.0194 | 1.3294 | -0.036977 | 1.033 | 1.343 |  | 0.029765 | [31 empty] | 58 | 3.3 | 39 | 58 | --------- | 19.4 | 58 | --------- | 2.44 | 58 | --------- | 0.0594 | 58 | 0.0594 | 153 | 3.4 | 58 | 3.4 |  | 58 | 3.3
[20 empty] | 3.7594e-05 | 1.9786e-05 | -7.9145e-06 | -2.5722e-05 | -3.9573e-05 | -3.7594e-05 | 2.7701e-05 | 2.7701e-05 | 2.7701e-05 | -2.7701e-05 | -2.7701e-05 | -2.7701e-05 |  | 3.7594e-05 | [31 empty] | 59 | 3.2 | 38 | 59 | --------- | 19.3 | 59 | --------- | 2.43 | 59 | --------- | 0.0593 | 59 | 0.0593 | 148.5 | 3.3 | 59 | 3.3 |  | 59 | 3.2
[20 empty] | 1.0167 | 1.033 | 1.0133 | 1.0115 | 1.0239 | 1.037 | 1.0235 | 1.0235 | 1.0235 | 1.0142 | 1.0142 | 1.0142 |  | 1.0167 | [31 empty] | 60 | 3.1 | 37 | 60 | --------- | 19.2 | 60 | --------- | 2.42 | 60 | --------- | 0.0592 | 60 | 0.0592 | 144 | 3.2 | 60 | 3.2 |  | 60 | 3.1 |  | The conductivity calculated in the top display box can be copied and pasted over the pull-down selection of conductivity for a segment. After copying, select all of the number in the target box and paste.
[20 empty] | 0.083881 | 1.1805 | 0.8149 | 0.076976 | 1.1881 | 1.4363 | 0.029765 | 1.0998 | 1.4098 | 0.031669 | 1.1017 | 1.4117 |  | 0.083881 | [31 empty] | 61 | 3 | 36 | 61 | --------- | 19.1 | 61 | --------- | 2.41 | 61 | --------- | 0.0591 | 61 | 0.0591 | 139.5 | 3.1 | 61 | 3.1 |  | 61 | 3 |  | This can also be done with the thickness entered into the top entry box.
[20 empty] | 3.7594e-05 | 2.1765e-05 | -1.9786e-06 | 9.8932e-06 | -3.7594e-05 | -1.1872e-05 | 3.7594e-05 | 3.7594e-05 | 3.7594e-05 | -2.5722e-05 | -2.5722e-05 | -2.5722e-05 |  | 3.7594e-05 | [15 empty] | Two layers | FALSE | [14 empty] | 62 | 2.9 | 35 | 62 | --------- | 19 | 62 | --------- | 2.4 | 62 | --------- | 0.059 | 62 | 0.059 | 135 | 3 | 62 | 3 |  | 62 | 2.9
[20 empty] | 1.0135 | 1.0325 | 1.0128 | 1.0098 | 1.0234 | 1.0362 | 1.0167 | 1.0167 | 1.0167 | 1.0115 | 1.0115 | 1.0115 |  | 1.0135 | [31 empty] | 63 | 2.8 | 34 | 63 | --------- | 18.9 | 63 | --------- | 2.39 | 63 | --------- | 0.0589 | 63 | 0.0589 | 130.5 | 2.9 | 63 | 2.9 |  | 63 | 2.8 |  | Nogs / battens are assumed to be spaced at 600 mm centres
[20 empty] | 0.11068 | 1.2058 | 0.84062 | 0.10027 | 1.2108 | 1.4598 | 0.083881 | 1.1539 | 1.4639 | 0.076976 | 1.147 | 1.457 |  | 0.11068 |  |  |  | 600 | 900 | 1200 | [9 empty] | One layer | TRUE | [14 empty] | 64 | 2.7 | 33 | 64 | --------- | 18.8 | 64 | --------- | 2.38 | 64 | --------- | 0.0588 | 64 | 0.0588 | 126 | 2.8 | 64 | 2.8 |  | 64 | 2.7
[19 empty] | k1 | -0.057545 | -0.056298 | -0.056563 | -0.060261 | -0.059776 | -0.060374 | -0.058736 | -0.058736 | -0.058736 | -0.063532 | -0.063532 | -0.063532 |  | -0.057545 | -0.040148 | ea | 0.037 | -0.057545 | -0.044339 | -0.03393 | [25 empty] | 65 | 2.6 | 32 | 65 | --------- | 18.7 | 65 | --------- | 2.37 | 65 | --------- | 0.0587 | 65 | 0.0587 | 121.5 | 2.7 | 65 | 2.7 |  | 65 | 2.6 |  | Interior secondary insulation layer - 50 mm deep x 70 mm high horizontal battens @ 600 ctrs
[20 empty] | 1.1532 | 1.0874 | 1.0921 | 1.2132 | 1.1623 | 1.1725 | 1.0043 | 1.0043 | 1.0043 | 1.0933 | 1.0933 | 1.0933 |  | 1.1532 | 0.66686 | eb |  | 1.1532 | 1.1589 | 1.1283 | [9 empty] | Full thick | TRUE | [14 empty] | 66 | 2.5 | 31 | 66 | --------- | 18.6 | 66 | --------- | 2.36 | 66 | --------- | 0.0586 | 66 | 0.0586 | 117 | 2.6 | 66 | 2.6 |  | 66 | 2.5 |  | insulation is either R 1.56 (k=0.032 W/m.K) or R 1.25 (k=0.04 W/m.K)
[20 empty] | -0.087035 | 1.1494 | 1.2298 | -0.24033 | 0.97897 | 1.235 | 0.20083 | 1.2708 | 1.5808 | 0.010401 | 1.0804 | 1.3904 |  | -0.087035 | 1.0687 | ec |  | -0.087035 | -0.12044 | -0.07331 | [25 empty] | 67 | 2.4 | 30 | 67 | --------- | 18.5 | 67 | --------- | 2.35 | 67 | --------- | 0.0585 | 67 | 0.0585 | 112.5 | 2.5 | 67 | 2.5 |  | 67 | 2.4 |  | resulting overall R-value for the layers of 1.2 m2K/W and 1.1 m2K/W respectively
[20 empty] | -0.044339 | -0.046399 | -0.046666 | -0.04594 | -0.048162 | -0.048803 | -0.057545 | -0.057545 | -0.057545 | -0.060261 | -0.060261 | -0.060261 |  | -0.044339 | -0.0491 | fa | 0.05 | -0.051474 | -0.049945 | -0.041383 | [9 empty] | Layer two | FALSE | [14 empty] | 68 | 2.3 | 29 | 68 | --------- | 18.4 | 68 | --------- | 2.34 | 68 | --------- | 0.0584 | 68 | 0.0584 | 108 | 2.4 | 68 | 2.4 |  | 68 | 2.3
[20 empty] | 1.1589 | 1.1434 | 1.1486 | 1.1999 | 1.1847 | 1.1961 | 1.1532 | 1.1532 | 1.1532 | 1.2132 | 1.2132 | 1.2132 |  | 1.1589 | 0.9331 | fb |  | 0.91018 | 1.0677 | 1.0873 | [25 empty] | 69 | 2.2 | 28 | 69 | --------- | 18.3 | 69 | --------- | 2.33 | 69 | --------- | 0.0583 | 69 | 0.0583 | 103.5 | 2.3 | 69 | 2.3 |  | 69 | 2.2 |  | Modelled using 3D finite element software
[20 empty] | -0.12044 | 1.0261 | 1.1048 | -0.24741 | 0.90739 | 1.1604 | -0.087035 | 0.98297 | 1.293 | -0.24033 | 0.82967 | 1.1397 |  | -0.12044 | 0.52966 | fc |  | 0.55684 | 0.2025 | 0.12603 | [9 empty] | Both layers | FALSE | [14 empty] | 70 | 2.1 | 27 | 70 | --------- | 18.2 | 70 | --------- | 2.32 | 70 | --------- | 0.0582 | 70 | 0.0582 | 99 | 2.2 | 70 | 2.2 |  | 70 | 2.1
[20 empty] | -0.03393 | -0.036144 | -0.036367 | -0.035036 | -0.037412 | -0.037978 | -0.044339 | -0.044339 | -0.044339 | -0.04594 | -0.04594 | -0.04594 |  | -0.03393 | -0.04597 | ga | 0.063 | -0.040148 | -0.0491 | -0.04597 | [25 empty] | 71 | 2 | 26 | 71 | --------- | 18.1 | 71 | --------- | 2.31 | 71 | --------- | 0.0581 | 71 | 0.0581 | 94.5 | 2.1 | 71 | 2.1 |  | 71 | 2 |  | H1/AS1 5th ed. Schedule method minimum R 6.6 in all climate zones
[20 empty] | 1.1283 | 1.1273 | 1.1324 | 1.1602 | 1.1546 | 1.166 | 1.1589 | 1.1589 | 1.1589 | 1.1999 | 1.1999 | 1.1999 |  | 1.1283 | 1.0269 | gb |  | 0.66686 | 0.9331 | 1.0269 | [25 empty] | 72 | 1.9 | 25 | 72 | --------- | 18 | 72 | --------- | 2.3 | 72 | --------- | 0.058 | 72 | 0.058 | 90 | 2 | 72 | 2 |  | 72 | 1.9
[20 empty] | -0.07331 | 1.0465 | 1.1248 | -0.18798 | 0.9474 | 1.1998 | -0.12044 | 0.94956 | 1.2596 | -0.24741 | 0.82259 | 1.1326 |  | -0.07331 | 0.30558 | gc |  | 1.0687 | 0.52966 | 0.30558 | [25 empty] | 73 | 1.8 | 24 | 73 | --------- | 17.9 | 73 | --------- | 2.29 | 73 | --------- | 0.0579 | 73 | 0.0579 | 85.5 | 1.9 | 73 | 1.9 |  | 73 | 1.8 |  | Joist cover with insulation can be achieved either with two separate layers of insulation or cutting a
[19 empty] | k2 | -0.051474 | -0.04853 | -0.048027 | -0.055617 | -0.053653 | -0.054213 | -0.039062 | -0.039062 | -0.039062 | -0.045129 | -0.045129 | -0.045129 |  | -0.051474 | [31 empty] | 74 | 1.7 | 23 | 74 | --------- | 17.8 | 74 | --------- | 2.28 | 74 | --------- | 0.0578 | 74 | 0.0578 | 81 | 1.8 | 74 | 1.8 |  | 74 | 1.7 |  | single thick layer of insulation such that it spill over the top when tightly fitted
[20 empty] | 0.91018 | 0.84483 | 0.83658 | 0.98277 | 0.93466 | 0.9439 | 0.62635 | 0.62635 | 0.62635 | 0.72402 | 0.72402 | 0.72402 |  | 0.91018 | [31 empty] | 75 | 1.6 | 22 | 75 | --------- | 17.7 | 75 | --------- | 2.27 | 75 | --------- | 0.0577 | 75 | 0.0577 | 76.5 | 1.7 | 75 | 1.7 |  | 75 | 1.6
[20 empty] | 0.55684 | 1.8014 | 1.5933 | 0.40896 | 1.6346 | 1.8937 | 1.094 | 2.164 | 2.474 | 0.91719 | 1.9872 | 2.2972 |  | 0.55684 | [31 empty] | 76 | 1.5 | 21 | 76 | --------- | 17.6 | 76 | --------- | 2.26 | 76 | --------- | 0.0576 | 76 | 0.0576 | 72 | 1.6 | 76 | 1.6 |  | 76 | 1.5
[20 empty] | -0.049945 | -0.050376 | -0.049745 | -0.052335 | -0.053215 | -0.05389 | -0.051474 | -0.051474 | -0.051474 | -0.055617 | -0.055617 | -0.055617 |  | -0.049945 | [33 empty] | 20 | 77 | --------- | 17.5 | 77 | --------- | 2.25 | 77 | --------- | 0.0575 | 77 | 0.0575 | 67.5 | 1.5 | 77 | 1.5
[20 empty] | 1.0677 | 1.0404 | 1.0297 | 1.1152 | 1.095 | 1.1064 | 0.91018 | 0.91018 | 0.91018 | 0.98277 | 0.98277 | 0.98277 |  | 1.0677 | [33 empty] | 19 | 78 | --------- | 17.4 | 78 | --------- | 2.24 | 78 | --------- | 0.0574 | 78 | 0.0574
[20 empty] | 0.2025 | 1.3916 | 1.189 | 0.092272 | 1.275 | 1.5298 | 0.55684 | 1.6268 | 1.9368 | 0.40896 | 1.479 | 1.789 |  | 0.2025 | [33 empty] | 18 | 79 | --------- | 17.3 | 79 | --------- | 2.23 | 79 | --------- | 0.0573 | 79 | 0.0573
[20 empty] | -0.041383 | -0.04338 | -0.042711 | -0.043077 | -0.045271 | -0.045999 | -0.049945 | -0.049945 | -0.049945 | -0.052335 | -0.052335 | -0.052335 |  | -0.041383 | [33 empty] | 17 | 80 | --------- | 17.2 | 80 | --------- | 2.22 | 80 | --------- | 0.0572 | 80 | 0.0572
[20 empty] | 1.0873 | 1.0856 | 1.0734 | 1.123 | 1.1217 | 1.1347 | 1.0677 | 1.0677 | 1.0677 | 1.1152 | 1.1152 | 1.1152 |  | 1.0873 | [33 empty] | 16 | 81 | --------- | 17.1 | 81 | --------- | 2.21 | 81 | --------- | 0.0571 | 81 | 0.0571
[20 empty] | 0.12603 | 1.2676 | 1.0691 | 0.034868 | 1.181 | 1.4319 | 0.2025 | 1.2725 | 1.5825 | 0.092272 | 1.1623 | 1.4723 |  | 0.12603 | [33 empty] | 15 | 82 | --------- | 17 | 82 | --------- | 2.2 | 82 | --------- | 0.057 | 82 | 0.057
[19 empty] | k3 | -0.040148 | -0.037368 | -0.036753 | -0.043336 | -0.04144 | -0.041907 | -0.023447 | -0.023447 | -0.023447 | -0.027305 | -0.027305 | -0.027305 |  | -0.040148 | [33 empty] | 14 | 83 | --------- | 16.9 | 83 | --------- | 2.19 | 83 | --------- | 0.0569 | 83 | 0.0569
[20 empty] | 0.66686 | 0.61595 | 0.60611 | 0.7202 | 0.68399 | 0.69157 | 0.36552 | 0.36552 | 0.36552 | 0.42595 | 0.42595 | 0.42595 |  | 0.66686 | [33 empty] | 13 | 84 | --------- | 16.8 | 84 | --------- | 2.18 | 84 | --------- | 0.0568 | 84 | 0.0568
[20 empty] | 1.0687 | 2.2891 | 1.8962 | 1.007 | 2.2173 | 2.4818 | 1.5836 | 2.6536 | 2.9636 | 1.5434 | 2.6134 | 2.9234 |  | 1.0687 | [33 empty] | 12 | 85 | --------- | 16.7 | 85 | --------- | 2.17 | 85 | --------- | 0.0567 | 85 | 0.0567
[20 empty] | -0.0491 | -0.048203 | -0.047313 | -0.051096 | -0.050625 | -0.051256 | -0.040148 | -0.040148 | -0.040148 | -0.043336 | -0.043336 | -0.043336 |  | -0.0491 | [33 empty] | 11 | 86 | --------- | 16.6 | 86 | --------- | 2.16 | 86 | --------- | 0.0566 | 86 | 0.0566
[20 empty] | 0.9331 | 0.89688 | 0.88277 | 0.97068 | 0.94235 | 0.95277 | 0.66686 | 0.66686 | 0.66686 | 0.7202 | 0.7202 | 0.7202 |  | 0.9331 | [33 empty] | 10 | 87 | --------- | 16.5 | 87 | --------- | 2.15 | 87 | --------- | 0.0565 | 87 | 0.0565
[20 empty] | 0.52966 | 1.7447 | 1.3602 | 0.47588 | 1.6855 | 1.9444 | 1.0687 | 2.1387 | 2.4487 | 1.007 | 2.077 | 2.387 |  | 0.52966 | [33 empty] | 9 | 88 | --------- | 16.4 | 88 | --------- | 2.14 | 88 | --------- | 0.0564 | 88 | 0.0564
[20 empty] | -0.04597 | -0.047285 | -0.04614 | -0.047299 | -0.048801 | -0.049549 | -0.0491 | -0.0491 | -0.0491 | -0.051096 | -0.051096 | -0.051096 |  | -0.04597 | [33 empty] | 8 | 89 | --------- | 16.3 | 89 | --------- | 2.13 | 89 | --------- | 0.0563 | 89 | 0.0563
[20 empty] | 1.0269 | 1.0181 | 0.99957 | 1.0544 | 1.0482 | 1.061 | 0.9331 | 0.9331 | 0.9331 | 0.97068 | 0.97068 | 0.97068 |  | 1.0269 | [33 empty] | 7 | 90 | --------- | 16.2 | 90 | --------- | 2.12 | 90 | --------- | 0.0562 | 90 | 0.0562
[20 empty] | 0.30558 | 1.4738 | 1.0987 | 0.26147 | 1.4309 | 1.6851 | 0.52966 | 1.5997 | 1.9097 | 0.47588 | 1.5459 | 1.8559 |  | 0.30558 | [33 empty] | 6 | 91 | --------- | 16.1 | 91 | --------- | 2.11 | 91 | --------- | 0.0561 | 91 | 0.0561
[67 empty] | 5 | 92 | --------- | 16 | 92 | --------- | 2.1 | 92 | --------- | 0.056 | 92 | 0.056
[67 empty] | 4 | 93 | --------- | 15.9 | 93 | --------- | 2.09 | 93 | --------- | 0.0559 | 93 | 0.0559
[20 empty] | 600 | 600 | 600 | 900 | 900 | 900 | 1200 | 1200 | 1200 | 600 | 600 | 600 | 900 | 900 | 900 | 1200 | 1200 | 1200 | 900 | 600 | 600 | 900 | 1200 | 600 | 900 | 1200 | 600 | 900 | 1200 | 600 | 900 | 1200 |  | 600 | 600 | [12 empty] | 3 | 94 | --------- | 15.8 | 94 | --------- | 2.08 | 94 | --------- | 0.0558 | 94 | 0.0558
[20 empty] | 0.037 | 0.05 | 0.063 | 0.037 | 0.05 | 0.063 | 0.037 | 0.05 | 0.063 | 0.037 | 0.05 | 0.063 | 0.037 | 0.05 | 0.063 | 0.037 | 0.05 | 0.063 | 0.045 | 0.045 | 0.045 | 0.045 | 0.045 | 0.045 | 0.045 | 0.045 | 0.045 | 0.045 | 0.045 | 0.045 | 0.045 | 0.045 |  | 0.045 | 0.045 | [12 empty] | 2 | 95 | --------- | 15.7 | 95 | --------- | 2.07 | 95 | --------- | 0.0557 | 95 | 0.0557
[20 empty] | 12.4543 | 12.3559 | 12.3152 | 12.3855 | 12.3192 | 12.2902 | 12.3541 | 12.3006 | 12.2776 | 5.4655 | 4.0667 | 3.2896 | 7.402 | 5.8224 | 4.6566 | 8.5805 | 7.2145 | 6.0083 | 12.411 | 12.3938 | 12.3547 | 12.411 | 12.3747 | 6.0034 | 8.0095 | 9.1059 | 12.3547 | 12.411 | 12.3747 | 6.0034 | 8.0095 | 9.1059 | 12 | 12.3747 | 9.1059 | 12 | [11 empty] | 1 | 96 | --------- | 15.6 | 96 | --------- | 2.06 | 96 | --------- | 0.0556 | 96 | 0.0556
[20 empty] | 12.3432 | 12.2518 | 12.2128 | 12.2778 | 12.2162 | 12.1884 | 12.248 | 12.1982 | 12.1761 | 5.4877 | 4.0987 | 3.3189 | 7.392 | 5.835 | 4.6806 | 8.5488 | 7.2047 | 6.0155 | 12.3015 | 12.287 | 12.2472 | 12.3015 | 12.2672 | 6.0219 | 7.9909 | 9.0657 | 12.2472 | 12.3015 | 12.2672 | 6.0219 | 7.9909 | 9.0657 | 11.9 | 12.2672 | 9.0657 | 11.9 | [14 empty] | 15.5 | 97 | --------- | 2.05 | 97 | --------- | 0.0555 | 97 | 0.0555
[20 empty] | 12.2323 | 12.1477 | 12.1104 | 12.1702 | 12.1132 | 12.0866 | 12.142 | 12.0958 | 12.0747 | 5.5087 | 4.1297 | 3.3473 | 7.3812 | 5.8466 | 4.7037 | 8.5163 | 7.194 | 6.0217 | 12.1921 | 12.1802 | 12.1397 | 12.1921 | 12.1597 | 6.0391 | 7.9715 | 9.0249 | 12.1397 | 12.1921 | 12.1597 | 6.0391 | 7.9715 | 9.0249 | 11.8 | 12.1597 | 9.0249 | 11.8 | [14 empty] | 15.4 | 98 | --------- | 2.04 | 98 | --------- | 0.0554 | 98 | 0.0554
[20 empty] | 12.1215 | 12.0435 | 12.008 | 12.0627 | 12.0103 | 11.9849 | 12.036 | 11.9934 | 11.9733 | 5.5286 | 4.1596 | 3.375 | 7.3695 | 5.8572 | 4.7257 | 8.4832 | 7.1825 | 6.0271 | 12.0828 | 12.0735 | 12.0324 | 12.0828 | 12.0524 | 6.0552 | 7.9512 | 8.9835 | 12.0324 | 12.0828 | 12.0524 | 6.0552 | 7.9512 | 8.9835 | 11.7 | 12.0524 | 8.9835 | 11.7 | [14 empty] | 15.3 | 99 | --------- | 2.03 | 99 | --------- | 0.0553 | 99 | 0.0553
[20 empty] | 12.0108 | 11.9394 | 11.9056 | 11.9552 | 11.9073 | 11.8831 | 11.9301 | 11.891 | 11.8718 | 5.5474 | 4.1886 | 3.4018 | 7.3569 | 5.8668 | 4.7468 | 8.4495 | 7.1702 | 6.0315 | 11.9736 | 11.9669 | 11.9251 | 11.9736 | 11.9451 | 6.07 | 7.9301 | 8.9415 | 11.9251 | 11.9736 | 11.9451 | 6.07 | 7.9301 | 8.9415 | 11.6 | 11.9451 | 8.9415 | 11.6 | [14 empty] | 15.2 | 100 | --------- | 2.02 | 100 | --------- | 0.0552 | 100 | 0.0552
[20 empty] | 11.9002 | 11.8353 | 11.8032 | 11.8478 | 11.8043 | 11.7814 | 11.8242 | 11.7886 | 11.7704 | 5.565 | 4.2164 | 3.4279 | 7.3435 | 5.8754 | 4.7669 | 8.415 | 7.1571 | 6.035 | 11.8646 | 11.8603 | 11.8179 | 11.8646 | 11.8379 | 6.0836 | 7.9081 | 8.8988 | 11.8179 | 11.8646 | 11.8379 | 6.0836 | 7.9081 | 8.8988 | 11.5 | 11.8379 | 8.8988 | 11.5 | [14 empty] | 15.1 | 101 | --------- | 2.01 | 101 | --------- | 0.0551 | 101 | 0.0551
[20 empty] | 11.7897 | 11.7312 | 11.7008 | 11.7405 | 11.7014 | 11.6796 | 11.7184 | 11.6862 | 11.669 | 5.5814 | 4.2433 | 3.4532 | 7.3291 | 5.883 | 4.7861 | 8.3799 | 7.1431 | 6.0376 | 11.7556 | 11.7537 | 11.7108 | 11.7556 | 11.7308 | 6.0961 | 7.8853 | 8.8556 | 11.7108 | 11.7556 | 11.7308 | 6.0961 | 7.8853 | 8.8556 | 11.4 | 11.7308 | 8.8556 | 11.4 | [14 empty] | 15 | 102 | --------- | 2 | 102 | --------- | 0.055 | 102 | 0.055
[20 empty] | 11.6793 | 11.6271 | 11.5984 | 11.6333 | 11.5984 | 11.5778 | 11.6126 | 11.5839 | 11.5675 | 5.5967 | 4.2691 | 3.4776 | 7.3139 | 5.8896 | 4.8042 | 8.3441 | 7.1284 | 6.0392 | 11.6467 | 11.6472 | 11.6037 | 11.6467 | 11.6237 | 6.1074 | 7.8617 | 8.8117 | 11.6037 | 11.6467 | 11.6237 | 6.1074 | 7.8617 | 8.8117 | 11.3 | 11.6237 | 8.8117 | 11.3 | [14 empty] | 14.9 | 103 | --------- | 1.99 | 103 | --------- | 0.0549 | 103 | 0.0549
[20 empty] | 11.5691 | 11.5231 | 11.496 | 11.5261 | 11.4954 | 11.4761 | 11.5069 | 11.4815 | 11.4661 | 5.6109 | 4.2939 | 3.5013 | 7.2977 | 5.8952 | 4.8214 | 8.3076 | 7.1127 | 6.04 | 11.5379 | 11.5408 | 11.4967 | 11.5379 | 11.5167 | 6.1174 | 7.8372 | 8.7671 | 11.4967 | 11.5379 | 11.5167 | 6.1174 | 7.8372 | 8.7671 | 11.2 | 11.5167 | 8.7671 | 11.2 | [14 empty] | 14.8 | 104 | --------- | 1.98 | 104 | --------- | 0.0548 | 104 | 0.0548
[20 empty] | 11.4589 | 11.419 | 11.3935 | 11.419 | 11.3925 | 11.3743 | 11.4013 | 11.3791 | 11.3647 | 5.6239 | 4.3177 | 3.5241 | 7.2807 | 5.8999 | 4.8376 | 8.2704 | 7.0963 | 6.0398 | 11.4292 | 11.4344 | 11.3898 | 11.4292 | 11.4098 | 6.1263 | 7.8118 | 8.722 | 11.3898 | 11.4292 | 11.4098 | 6.1263 | 7.8118 | 8.722 | 11.1 | 11.4098 | 8.722 | 11.1 | [14 empty] | 14.7 | 105 | --------- | 1.97 | 105 | --------- | 0.0547 | 105 | 0.0547
[20 empty] | 11.3489 | 11.3149 | 11.2911 | 11.312 | 11.2896 | 11.2726 | 11.2957 | 11.2768 | 11.2632 | 5.6357 | 4.3404 | 3.5461 | 7.2628 | 5.9035 | 4.8528 | 8.2326 | 7.079 | 6.0387 | 11.3206 | 11.328 | 11.283 | 11.3206 | 11.303 | 6.1339 | 7.7857 | 8.6763 | 11.283 | 11.3206 | 11.303 | 6.1339 | 7.7857 | 8.6763 | 11 | 11.303 | 8.6763 | 11 | [14 empty] | 14.6 | 106 | --------- | 1.96 | 106 | --------- | 0.0546 | 106 | 0.0546
[20 empty] | 11.239 | 11.2109 | 11.1887 | 11.2051 | 11.1866 | 11.1708 | 11.1902 | 11.1744 | 11.1618 | 5.6464 | 4.3622 | 3.5674 | 7.244 | 5.9061 | 4.867 | 8.194 | 7.0609 | 6.0367 | 11.2121 | 11.2217 | 11.1762 | 11.2121 | 11.1962 | 6.1404 | 7.7586 | 8.6299 | 11.1762 | 11.2121 | 11.1962 | 6.1404 | 7.7586 | 8.6299 | 10.9 | 11.1962 | 8.6299 | 10.9 | [14 empty] | 14.5 | 107 | --------- | 1.95 | 107 | --------- | 0.0545 | 107 | 0.0545
[20 empty] | 11.1292 | 11.1068 | 11.0863 | 11.0982 | 11.0837 | 11.069 | 11.0847 | 11.0721 | 11.0604 | 5.656 | 4.3828 | 3.5878 | 7.2244 | 5.9077 | 4.8802 | 8.1548 | 7.042 | 6.0338 | 11.1038 | 11.1154 | 11.0696 | 11.1038 | 11.0896 | 6.1457 | 7.7308 | 8.5829 | 11.0696 | 11.1038 | 11.0896 | 6.1457 | 7.7308 | 8.5829 | 10.8 | 11.0896 | 8.5829 | 10.8 | [14 empty] | 14.4 | 108 | --------- | 1.94 | 108 | --------- | 0.0544 | 108 | 0.0544
[20 empty] | 11.0195 | 11.0028 | 10.9839 | 10.9914 | 10.9808 | 10.9673 | 10.9793 | 10.9697 | 10.959 | 5.6644 | 4.4025 | 3.6075 | 7.2038 | 5.9083 | 4.8925 | 8.115 | 7.0222 | 6.0299 | 10.9955 | 11.0092 | 10.963 | 10.9955 | 10.983 | 6.1497 | 7.7021 | 8.5352 | 10.963 | 10.9955 | 10.983 | 6.1497 | 7.7021 | 8.5352 | 10.7 | 10.983 | 8.5352 | 10.7 | [14 empty] | 14.3 | 109 | --------- | 1.93 | 109 | --------- | 0.0543 | 109 | 0.0543
[20 empty] | 10.9099 | 10.8988 | 10.8815 | 10.8847 | 10.8779 | 10.8655 | 10.8739 | 10.8674 | 10.8575 | 5.6716 | 4.4211 | 3.6263 | 7.1823 | 5.9079 | 4.9037 | 8.0744 | 7.0016 | 6.0252 | 10.8873 | 10.903 | 10.8564 | 10.8873 | 10.8764 | 6.1526 | 7.6725 | 8.487 | 10.8564 | 10.8873 | 10.8764 | 6.1526 | 7.6725 | 8.487 | 10.6 | 10.8764 | 8.487 | 10.6 | [14 empty] | 14.2 | 110 | --------- | 1.92 | 110 | --------- | 0.0542 | 110 | 0.0542
[20 empty] | 10.8004 | 10.7947 | 10.7791 | 10.778 | 10.7749 | 10.7638 | 10.7686 | 10.765 | 10.7561 | 5.6777 | 4.4387 | 3.6443 | 7.16 | 5.9065 | 4.914 | 8.0332 | 6.9802 | 6.0195 | 10.7792 | 10.7969 | 10.75 | 10.7792 | 10.77 | 6.1543 | 7.6421 | 8.4381 | 10.75 | 10.7792 | 10.77 | 6.1543 | 7.6421 | 8.4381 | 10.5 | 10.77 | 8.4381 | 10.5 | [14 empty] | 14.1 | 111 | --------- | 1.91 | 111 | --------- | 0.0541 | 111 | 0.0541
[20 empty] | 10.6911 | 10.6907 | 10.6767 | 10.6714 | 10.672 | 10.662 | 10.6634 | 10.6627 | 10.6547 | 5.6827 | 4.4553 | 3.6615 | 7.1368 | 5.9042 | 4.9233 | 7.9912 | 6.958 | 6.0129 | 10.6712 | 10.6908 | 10.6436 | 10.6712 | 10.6636 | 6.1547 | 7.6109 | 8.3887 | 10.6436 | 10.6712 | 10.6636 | 6.1547 | 7.6109 | 8.3887 | 10.4 | 10.6636 | 8.3887 | 10.4 | [14 empty] | 14 | 112 | --------- | 1.9 | 112 | --------- | 0.054 | 112 | 0.054
[20 empty] | 10.5818 | 10.5867 | 10.5743 | 10.5649 | 10.5691 | 10.5603 | 10.5582 | 10.5604 | 10.5533 | 5.6865 | 4.4708 | 3.678 | 7.1127 | 5.9008 | 4.9317 | 7.9486 | 6.9349 | 6.0053 | 10.5633 | 10.5848 | 10.5373 | 10.5633 | 10.5573 | 6.154 | 7.5788 | 8.3385 | 10.5373 | 10.5633 | 10.5573 | 6.154 | 7.5788 | 8.3385 | 10.3 | 10.5573 | 8.3385 | 10.3 | [14 empty] | 13.9 | 113 | --------- | 1.89 | 113 | --------- | 0.0539 | 113 | 0.0539
[20 empty] | 10.4727 | 10.4827 | 10.4719 | 10.4585 | 10.4662 | 10.4585 | 10.453 | 10.4581 | 10.4518 | 5.6891 | 4.4853 | 3.6936 | 7.0877 | 5.8964 | 4.939 | 7.9054 | 6.911 | 5.9969 | 10.4555 | 10.4789 | 10.4311 | 10.4555 | 10.4511 | 6.1521 | 7.5459 | 8.2878 | 10.4311 | 10.4555 | 10.4511 | 6.1521 | 7.5459 | 8.2878 | 10.2 | 10.4511 | 8.2878 | 10.2 | [14 empty] | 13.8 | 114 | --------- | 1.88 | 114 | --------- | 0.0538 | 114 | 0.0538
[20 empty] | 10.3636 | 10.3787 | 10.3695 | 10.3522 | 10.3634 | 10.3568 | 10.3479 | 10.3557 | 10.3504 | 5.6906 | 4.4988 | 3.7084 | 7.0618 | 5.891 | 4.9454 | 7.8614 | 6.8863 | 5.9875 | 10.3479 | 10.3729 | 10.3249 | 10.3479 | 10.3449 | 6.149 | 7.5121 | 8.2365 | 10.3249 | 10.3479 | 10.3449 | 6.149 | 7.5121 | 8.2365 | 10.1 | 10.3449 | 8.2365 | 10.1 | [14 empty] | 13.7 | 115 | --------- | 1.87 | 115 | --------- | 0.0537 | 115 | 0.0537
[20 empty] | 10.2547 | 10.2747 | 10.2671 | 10.2459 | 10.2605 | 10.255 | 10.2429 | 10.2534 | 10.249 | 5.6909 | 4.5112 | 3.7224 | 7.035 | 5.8846 | 4.9507 | 7.8168 | 6.8608 | 5.9772 | 10.2403 | 10.267 | 10.2189 | 10.2403 | 10.2389 | 6.1447 | 7.4775 | 8.1845 | 10.2189 | 10.2403 | 10.2389 | 6.1447 | 7.4775 | 8.1845 | 10 | 10.2389 | 8.1845 | 10 | [14 empty] | 13.6 | 116 | --------- | 1.86 | 116 | --------- | 0.0536 | 116 | 0.0536
[20 empty] | 10.1459 | 10.1708 | 10.1647 | 10.1397 | 10.1576 | 10.1533 | 10.1379 | 10.1511 | 10.1476 | 5.6901 | 4.5226 | 3.7356 | 7.0074 | 5.8773 | 4.9551 | 7.7715 | 6.8344 | 5.966 | 10.1328 | 10.1612 | 10.1129 | 10.1328 | 10.1329 | 6.1392 | 7.442 | 8.1319 | 10.1129 | 10.1328 | 10.1329 | 6.1392 | 7.442 | 8.1319 | 9.9 | 10.1329 | 8.1319 | 9.9 | [14 empty] | 13.5 | 117 | --------- | 1.85 | 117 | --------- | 0.0535 | 117 | 0.0535
[20 empty] | 10.0372 | 10.0668 | 10.0623 | 10.0335 | 10.0547 | 10.0515 | 10.033 | 10.0488 | 10.0462 | 5.6882 | 4.533 | 3.748 | 6.9788 | 5.8689 | 4.9586 | 7.7255 | 6.8072 | 5.9539 | 10.0254 | 10.0554 | 10.007 | 10.0254 | 10.027 | 6.1324 | 7.4057 | 8.0787 | 10.007 | 10.0254 | 10.027 | 6.1324 | 7.4057 | 8.0787 | 9.8 | 10.027 | 8.0787 | 9.8 | [14 empty] | 13.4 | 118 | --------- | 1.84 | 118 | --------- | 0.0534 | 118 | 0.0534
[20 empty] | 9.9287 | 9.9629 | 9.9599 | 9.9275 | 9.9519 | 9.9498 | 9.9282 | 9.9465 | 9.9447 | 5.685 | 4.5424 | 3.7596 | 6.9494 | 5.8595 | 4.961 | 7.6788 | 6.7791 | 5.9408 | 9.9181 | 9.9497 | 9.9011 | 9.9181 | 9.9211 | 6.1245 | 7.3686 | 8.0249 | 9.9011 | 9.9181 | 9.9211 | 6.1245 | 7.3686 | 8.0249 | 9.7 | 9.9211 | 8.0249 | 9.7 | [14 empty] | 13.3 | 119 | --------- | 1.83 | 119 | --------- | 0.0533 | 119 | 0.0533
[20 empty] | 9.8202 | 9.8589 | 9.8575 | 9.8215 | 9.849 | 9.848 | 9.8234 | 9.8442 | 9.8433 | 5.6808 | 4.5507 | 3.7704 | 6.9191 | 5.8491 | 4.9624 | 7.6315 | 6.7503 | 5.9269 | 9.8109 | 9.844 | 9.7954 | 9.8109 | 9.8154 | 6.1154 | 7.3306 | 7.9704 | 9.7954 | 9.8109 | 9.8154 | 6.1154 | 7.3306 | 7.9704 | 9.6 | 9.8154 | 7.9704 | 9.6 | [14 empty] | 13.2 | 120 | --------- | 1.82 | 120 | --------- | 0.0532 | 120 | 0.0532
[20 empty] | 9.7118 | 9.755 | 9.7551 | 9.7156 | 9.7461 | 9.7463 | 9.7186 | 9.7419 | 9.7419 | 5.6754 | 4.558 | 3.7804 | 6.8878 | 5.8378 | 4.9629 | 7.5834 | 6.7206 | 5.912 | 9.7038 | 9.7384 | 9.6897 | 9.7038 | 9.7097 | 6.1051 | 7.2917 | 7.9153 | 9.6897 | 9.7038 | 9.7097 | 6.1051 | 7.2917 | 7.9153 | 9.5 | 9.7097 | 7.9153 | 9.5 | [14 empty] | 13.1 | 121 | --------- | 1.81 | 121 | --------- | 0.0531 | 121 | 0.0531
[20 empty] | 9.6036 | 9.651 | 9.6527 | 9.6098 | 9.6433 | 9.6446 | 9.6139 | 9.6396 | 9.6405 | 5.6688 | 4.5643 | 3.7896 | 6.8558 | 5.8254 | 4.9624 | 7.5347 | 6.6901 | 5.8962 | 9.5968 | 9.6328 | 9.584 | 9.5968 | 9.604 | 6.0936 | 7.252 | 7.8596 | 9.584 | 9.5968 | 9.604 | 6.0936 | 7.252 | 7.8596 | 9.4 | 9.604 | 7.8596 | 9.4 | [14 empty] | 13 | 122 | --------- | 1.8 | 122 | --------- | 0.053 | 122 | 0.053
[20 empty] | 9.4955 | 9.5471 | 9.5503 | 9.504 | 9.5405 | 9.5428 | 9.5093 | 9.5373 | 9.5391 | 5.6611 | 4.5695 | 3.798 | 6.8228 | 5.812 | 4.9609 | 7.4854 | 6.6587 | 5.8795 | 9.49 | 9.5272 | 9.4785 | 9.49 | 9.4985 | 6.0809 | 7.2115 | 7.8033 | 9.4785 | 9.49 | 9.4985 | 6.0809 | 7.2115 | 7.8033 | 9.3 | 9.4985 | 7.8033 | 9.3 | [14 empty] | 12.9 | 123 | --------- | 1.79 | 123 | --------- | 0.0529 | 123 | 0.0529
[20 empty] | 9.3874 | 9.4432 | 9.4479 | 9.3983 | 9.4376 | 9.4411 | 9.4047 | 9.435 | 9.4377 | 5.6522 | 4.5737 | 3.8056 | 6.7889 | 5.7977 | 4.9584 | 7.4353 | 6.6266 | 5.8618 | 9.3832 | 9.4217 | 9.373 | 9.3832 | 9.393 | 6.067 | 7.1702 | 7.7464 | 9.373 | 9.3832 | 9.393 | 6.067 | 7.1702 | 7.7464 | 9.2 | 9.393 | 7.7464 | 9.2 | [14 empty] | 12.8 | 124 | --------- | 1.78 | 124 | --------- | 0.0528 | 124 | 0.0528
[20 empty] | 9.2795 | 9.3393 | 9.3455 | 9.2927 | 9.3348 | 9.3393 | 9.3002 | 9.3327 | 9.3362 | 5.6422 | 4.5769 | 3.8124 | 6.7542 | 5.7823 | 4.955 | 7.3846 | 6.5936 | 5.8433 | 9.2765 | 9.3163 | 9.2677 | 9.2765 | 9.2877 | 6.0519 | 7.128 | 7.6888 | 9.2677 | 9.2765 | 9.2877 | 6.0519 | 7.128 | 7.6888 | 9.1 | 9.2877 | 7.6888 | 9.1 | [14 empty] | 12.7 | 125 | --------- | 1.77 | 125 | --------- | 0.0527 | 125 | 0.0527
[20 empty] | 9.1717 | 9.2354 | 9.2431 | 9.1871 | 9.232 | 9.2376 | 9.1957 | 9.2304 | 9.2348 | 5.631 | 4.579 | 3.8184 | 6.7185 | 5.7659 | 4.9505 | 7.3331 | 6.5597 | 5.8238 | 9.1699 | 9.2109 | 9.1623 | 9.1699 | 9.1823 | 6.0356 | 7.0849 | 7.6306 | 9.1623 | 9.1699 | 9.1823 | 6.0356 | 7.0849 | 7.6306 | 9 | 9.1823 | 7.6306 | 9 | [14 empty] | 12.6 | 126 | --------- | 1.76 | 126 | --------- | 0.0526 | 126 | 0.0526
[20 empty] | 9.064 | 9.1315 | 9.1407 | 9.0817 | 9.1291 | 9.1358 | 9.0913 | 9.1282 | 9.1334 | 5.6187 | 4.5802 | 3.8236 | 6.682 | 5.7486 | 4.9451 | 7.281 | 6.5251 | 5.8034 | 9.0634 | 9.1056 | 9.0571 | 9.0634 | 9.0771 | 6.0182 | 7.041 | 7.5718 | 9.0571 | 9.0634 | 9.0771 | 6.0182 | 7.041 | 7.5718 | 8.9 | 9.0771 | 7.5718 | 8.9 | [14 empty] | 12.5 | 127 | --------- | 1.75 | 127 | --------- | 0.0525 | 127 | 0.0525
[20 empty] | 8.9565 | 9.0276 | 9.0383 | 8.9763 | 9.0263 | 9.0341 | 8.9869 | 9.0259 | 9.032 | 5.6052 | 4.5803 | 3.8279 | 6.6446 | 5.7302 | 4.9387 | 7.2283 | 6.4896 | 5.7821 | 8.957 | 9.0003 | 8.952 | 8.957 | 8.972 | 5.9995 | 6.9963 | 7.5124 | 8.952 | 8.957 | 8.972 | 5.9995 | 6.9963 | 7.5124 | 8.8 | 8.972 | 7.5124 | 8.8 | [14 empty] | 12.4 | 128 | --------- | 1.74 | 128 | --------- | 0.0524 | 128 | 0.0524
[20 empty] | 8.849 | 8.9237 | 8.9359 | 8.8709 | 8.9235 | 8.9324 | 8.8826 | 8.9236 | 8.9306 | 5.5906 | 4.5793 | 3.8315 | 6.6063 | 5.7108 | 4.9313 | 7.1748 | 6.4533 | 5.7598 | 8.8507 | 8.895 | 8.8469 | 8.8507 | 8.8669 | 5.9796 | 6.9507 | 7.4523 | 8.8469 | 8.8507 | 8.8669 | 5.9796 | 6.9507 | 7.4523 | 8.7 | 8.8669 | 7.4523 | 8.7 | [14 empty] | 12.3 | 129 | --------- | 1.73 | 129 | --------- | 0.0523 | 129 | 0.0523
[20 empty] | 8.7417 | 8.8199 | 8.8335 | 8.7657 | 8.8207 | 8.8306 | 8.7784 | 8.8213 | 8.8292 | 5.5748 | 4.5774 | 3.8343 | 6.5671 | 5.6905 | 4.9229 | 7.1207 | 6.4161 | 5.7367 | 8.7445 | 8.7898 | 8.7419 | 8.7445 | 8.7619 | 5.9585 | 6.9043 | 7.3917 | 8.7419 | 8.7445 | 8.7619 | 5.9585 | 6.9043 | 7.3917 | 8.6 | 8.7619 | 7.3917 | 8.6 | [14 empty] | 12.2 | 130 | --------- | 1.72 | 130 | --------- | 0.0522 | 130 | 0.0522
[20 empty] | 8.6344 | 8.716 | 8.7311 | 8.6605 | 8.7179 | 8.7289 | 8.6742 | 8.7191 | 8.7278 | 5.5579 | 4.5744 | 3.8362 | 6.527 | 5.6691 | 4.9136 | 7.0659 | 6.3782 | 5.7126 | 8.6384 | 8.6846 | 8.6369 | 8.6384 | 8.6569 | 5.9362 | 6.857 | 7.3304 | 8.6369 | 8.6384 | 8.6569 | 5.9362 | 6.857 | 7.3304 | 8.5 | 8.6569 | 7.3304 | 8.5 | [14 empty] | 12.1 | 131 | --------- | 1.71 | 131 | --------- | 0.0521 | 131 | 0.0521
[20 empty] | 8.5273 | 8.6122 | 8.6288 | 8.5554 | 8.6151 | 8.6271 | 8.5701 | 8.6168 | 8.6264 | 5.5399 | 4.5703 | 3.8374 | 6.4861 | 5.6468 | 4.9033 | 7.0104 | 6.3394 | 5.6876 | 8.5325 | 8.5795 | 8.5321 | 8.5325 | 8.5521 | 5.9127 | 6.8089 | 7.2685 | 8.5321 | 8.5325 | 8.5521 | 5.9127 | 6.8089 | 7.2685 | 8.4 | 8.5521 | 7.2685 | 8.4 | [14 empty] | 12 | 132 | --------- | 1.7 | 132 | --------- | 0.052 | 132 | 0.052
[20 empty] | 8.4203 | 8.5083 | 8.5264 | 8.4504 | 8.5123 | 8.5254 | 8.466 | 8.5146 | 8.5249 | 5.5206 | 4.5653 | 3.8378 | 6.4442 | 5.6234 | 4.892 | 6.9542 | 6.2998 | 5.6617 | 8.4266 | 8.4745 | 8.4273 | 8.4373 | 8.4473 | 5.8881 | 6.7599 | 7.2059 | 8.4273 | 8.4373 | 8.4473 | 5.8881 | 6.7599 | 7.2059 | 8.3 | 8.4473 | 7.2059 | 8.3 | [14 empty] | 11.9 | 133 | --------- | 1.69 | 133 | --------- | 0.0519 | 133 | 0.0519
[20 empty] | 8.3134 | 8.4045 | 8.424 | 8.3454 | 8.4096 | 8.4237 | 8.362 | 8.4123 | 8.4235 | 5.5003 | 4.5592 | 3.8373 | 6.4015 | 5.599 | 4.8797 | 6.8974 | 6.2593 | 5.6348 | 8.3208 | 8.3695 | 8.3226 | 8.3326 | 8.3426 | 5.8622 | 6.7101 | 7.1428 | 8.3226 | 8.3326 | 8.3426 | 5.8622 | 6.7101 | 7.1428 | 8.2 | 8.3426 | 7.1428 | 8.2 | [14 empty] | 11.8 | 134 | --------- | 1.68 | 134 | --------- | 0.0518 | 134 | 0.0518
[20 empty] | 8.2066 | 8.3007 | 8.3216 | 8.2406 | 8.3068 | 8.3219 | 8.258 | 8.3101 | 8.3221 | 5.4787 | 4.5521 | 3.8361 | 6.3579 | 5.5737 | 4.8664 | 6.8398 | 6.218 | 5.6071 | 8.2151 | 8.2645 | 8.218 | 8.228 | 8.238 | 5.8351 | 6.6595 | 7.079 | 8.218 | 8.228 | 8.238 | 5.8351 | 6.6595 | 7.079 | 8.1 | 8.238 | 7.079 | 8.1 | [14 empty] | 11.7 | 135 | --------- | 1.67 | 135 | --------- | 0.0517 | 135 | 0.0517
[20 empty] | 8.0999 | 8.1969 | 8.2192 | 8.1357 | 8.204 | 8.2202 | 8.1541 | 8.2078 | 8.2207 | 5.456 | 4.5439 | 3.834 | 6.3133 | 5.5473 | 4.8521 | 6.7816 | 6.1759 | 5.5784 | 8.1095 | 8.1596 | 8.1134 | 8.1234 | 8.1334 | 5.8069 | 6.608 | 7.0146 | 8.1134 | 8.1234 | 8.1334 | 5.8069 | 6.608 | 7.0146 | 8 | 8.1334 | 7.0146 | 8 | [14 empty] | 11.6 | 136 | --------- | 1.66 | 136 | --------- | 0.0516 | 136 | 0.0516
[20 empty] | 7.9934 | 8.0931 | 8.1168 | 8.031 | 8.1013 | 8.1185 | 8.0502 | 8.1056 | 8.1193 | 5.4322 | 4.5348 | 3.8312 | 6.268 | 5.52 | 4.8369 | 6.7228 | 6.133 | 5.5488 | 8.004 | 8.0547 | 8.0089 | 8.0189 | 8.0289 | 5.7774 | 6.5556 | 6.9496 | 8.0089 | 8.0189 | 8.0289 | 5.7774 | 6.5556 | 6.9496 | 7.9 | 8.0289 | 6.9496 | 7.9 | [14 empty] | 11.5 | 137 | --------- | 1.65 | 137 | --------- | 0.0515 | 137 | 0.0515
[20 empty] | 7.8869 | 7.9893 | 8.0144 | 7.9264 | 7.9985 | 8.0167 | 7.9464 | 8.0034 | 8.0179 | 5.4072 | 4.5245 | 3.8275 | 6.2217 | 5.4916 | 4.8207 | 6.6632 | 6.0892 | 5.5183 | 7.8986 | 7.9499 | 7.9045 | 7.9145 | 7.9245 | 5.7467 | 6.5025 | 6.8839 | 7.9045 | 7.9145 | 7.9245 | 5.7467 | 6.5025 | 6.8839 | 7.8 | 7.9245 | 6.8839 | 7.8 | [14 empty] | 11.4 | 138 | --------- | 1.64 | 138 | --------- | 0.0514 | 138 | 0.0514
[20 empty] | 7.7806 | 7.8855 | 7.912 | 7.8218 | 7.8958 | 7.915 | 7.8427 | 7.9011 | 7.9165 | 5.3811 | 4.5133 | 3.8231 | 6.1745 | 5.4623 | 4.8034 | 6.603 | 6.0447 | 5.4869 | 7.7933 | 7.8451 | 7.8002 | 7.8102 | 7.8202 | 5.7149 | 6.4484 | 6.8177 | 7.8002 | 7.8102 | 7.8202 | 5.7149 | 6.4484 | 6.8177 | 7.7 | 7.8202 | 6.8177 | 7.7 | [14 empty] | 11.3 | 139 | --------- | 1.63 | 139 | --------- | 0.0513 | 139 | 0.0513
[20 empty] | 7.6743 | 7.7817 | 7.8096 | 7.7173 | 7.793 | 7.8133 | 7.739 | 7.7989 | 7.8151 | 5.3538 | 4.5011 | 3.8178 | 6.1264 | 5.4319 | 4.7853 | 6.542 | 5.9992 | 5.4545 | 7.6881 | 7.7404 | 7.696 | 7.706 | 7.716 | 5.6818 | 6.3936 | 6.7508 | 7.696 | 7.706 | 7.716 | 5.6818 | 6.3936 | 6.7508 | 7.6 | 7.716 | 6.7508 | 7.6 | [14 empty] | 11.2 | 140 | --------- | 1.62 | 140 | --------- | 0.0512 | 140 | 0.0512
[20 empty] | 7.5682 | 7.6779 | 7.7072 | 7.6128 | 7.6903 | 7.7115 | 7.6354 | 7.6967 | 7.7137 | 5.3254 | 4.4878 | 3.8118 | 6.0775 | 5.4006 | 4.7661 | 6.4804 | 5.953 | 5.4212 | 7.583 | 7.6357 | 7.5918 | 7.6018 | 7.6118 | 5.6476 | 6.3379 | 6.6833 | 7.5918 | 7.6018 | 7.6118 | 5.6476 | 6.3379 | 6.6833 | 7.5 | 7.6118 | 6.6833 | 7.5 | [14 empty] | 11.1 | 141 | --------- | 1.61 | 141 | --------- | 0.0511 | 141 | 0.0511
[20 empty] | 7.4622 | 7.5741 | 7.6049 | 7.5085 | 7.5875 | 7.6098 | 7.5318 | 7.5945 | 7.6123 | 5.2958 | 4.4734 | 3.8049 | 6.0277 | 5.3682 | 4.7459 | 6.4182 | 5.9059 | 5.387 | 7.478 | 7.5311 | 7.4877 | 7.4977 | 7.5077 | 5.6121 | 6.2813 | 6.6152 | 7.4877 | 7.4977 | 7.5077 | 5.6121 | 6.2813 | 6.6152 | 7.4 | 7.5077 | 6.6152 | 7.4 | [14 empty] | 11 | 142 | --------- | 1.6 | 142 | --------- | 0.051 | 142 | 0.051
[20 empty] | 7.3563 | 7.4704 | 7.5025 | 7.4042 | 7.4848 | 7.5081 | 7.4283 | 7.4923 | 7.5109 | 5.2651 | 4.4581 | 3.7972 | 5.977 | 5.3349 | 4.7248 | 6.3552 | 5.858 | 5.3519 | 7.3731 | 7.4265 | 7.3837 | 7.3937 | 7.4037 | 5.5755 | 6.2239 | 6.5464 | 7.3837 | 7.3937 | 7.4037 | 5.5755 | 6.2239 | 6.5464 | 7.3 | 7.4037 | 6.5464 | 7.3 | [14 empty] | 10.9 | 143 | --------- | 1.59 | 143 | --------- | 0.0509 | 143 | 0.0509
[20 empty] | 7.2505 | 7.3666 | 7.4001 | 7.2999 | 7.3821 | 7.4064 | 7.3248 | 7.3901 | 7.4095 | 5.2332 | 4.4417 | 3.7888 | 5.9254 | 5.3005 | 4.7027 | 6.2916 | 5.8093 | 5.3159 | 7.2684 | 7.322 | 7.2797 | 7.2897 | 7.2997 | 5.5376 | 6.1657 | 6.4771 | 7.2797 | 7.2897 | 7.2997 | 5.5376 | 6.1657 | 6.4771 | 7.2 | 7.2997 | 6.4771 | 7.2 | [14 empty] | 10.8 | 144 | --------- | 1.58 | 144 | --------- | 0.0508 | 144 | 0.0508
[20 empty] | 7.1449 | 7.2629 | 7.2977 | 7.1958 | 7.2794 | 7.3046 | 7.2214 | 7.2879 | 7.3081 | 5.2002 | 4.4243 | 3.7795 | 5.8729 | 5.2652 | 4.6796 | 6.2273 | 5.7598 | 5.279 | 7.1637 | 7.2175 | 7.1758 | 7.1858 | 7.1958 | 5.4986 | 6.1066 | 6.4071 | 7.1758 | 7.1858 | 7.1958 | 5.4986 | 6.1066 | 6.4071 | 7.1 | 7.1958 | 6.4071 | 7.1 | [14 empty] | 10.7 | 145 | --------- | 1.57 | 145 | --------- | 0.0507 | 145 | 0.0507
[20 empty] | 7.0393 | 7.1592 | 7.1953 | 7.0917 | 7.1767 | 7.2029 | 7.1181 | 7.1857 | 7.2067 | 5.166 | 4.4059 | 3.7694 | 5.8195 | 5.2288 | 4.6555 | 6.1623 | 5.7094 | 5.2411 | 7.0591 | 7.1131 | 7.072 | 7.082 | 7.092 | 5.4583 | 6.0467 | 6.3365 | 7.072 | 7.082 | 7.092 | 5.4583 | 6.0467 | 6.3365 | 7 | 7.092 | 6.3365 | 7 | [14 empty] | 10.6 | 146 | --------- | 1.56 | 146 | --------- | 0.0506 | 146 | 0.0506
[20 empty] | 6.9339 | 7.0554 | 7.0929 | 6.9877 | 7.0739 | 7.1012 | 7.0148 | 7.0835 | 7.1053 | 5.1306 | 4.3864 | 3.7585 | 5.7652 | 5.1915 | 4.6304 | 6.0966 | 5.6582 | 5.2023 | 6.9546 | 7.0087 | 6.9683 | 6.9783 | 6.9883 | 5.4169 | 5.9859 | 6.2652 | 6.9683 | 6.9783 | 6.9883 | 5.4169 | 5.9859 | 6.2652 | 6.9 | 6.9883 | 6.2652 | 6.9 | [14 empty] | 10.5 | 147 | --------- | 1.55 | 147 | --------- | 0.0505 | 147 | 0.0505
[20 empty] | 6.8285 | 6.9517 | 6.9905 | 6.8838 | 6.9712 | 6.9994 | 6.9115 | 6.9813 | 7.0039 | 5.0941 | 4.3659 | 3.7468 | 5.7101 | 5.1531 | 4.6044 | 6.0303 | 5.6061 | 5.1626 | 6.8502 | 6.9043 | 6.8647 | 6.8747 | 6.8847 | 5.3742 | 5.9243 | 6.1934 | 6.8647 | 6.8747 | 6.8847 | 5.3742 | 5.9243 | 6.1934 | 6.8 | 6.8847 | 6.1934 | 6.8 | [14 empty] | 10.4 | 148 | --------- | 1.54 | 148 | --------- | 0.0504 | 148 | 0.0504
[20 empty] | 6.7233 | 6.848 | 6.8882 | 6.78 | 6.8685 | 6.8977 | 6.8083 | 6.8791 | 6.9025 | 5.0565 | 4.3444 | 3.7344 | 5.654 | 5.1138 | 4.5774 | 5.9632 | 5.5533 | 5.122 | 6.7459 | 6.8 | 6.7611 | 6.7711 | 6.7811 | 5.3304 | 5.8618 | 6.1209 | 6.7611 | 6.7711 | 6.7811 | 5.3304 | 5.8618 | 6.1209 | 6.7 | 6.7811 | 6.1209 | 6.7 | [14 empty] | 10.3 | 149 | --------- | 1.53 | 149 | --------- | 0.0503 | 149 | 0.0503
[20 empty] | 6.6182 | 6.7443 | 6.7858 | 6.6762 | 6.7659 | 6.796 | 6.7052 | 6.7769 | 6.8011 | 5.0177 | 4.3218 | 3.7211 | 5.5971 | 5.0735 | 4.5494 | 5.8955 | 5.4996 | 5.0804 | 6.6417 | 6.6958 | 6.6576 | 6.6676 | 6.6776 | 5.2854 | 5.7985 | 6.0478 | 6.6576 | 6.6676 | 6.6776 | 5.2854 | 5.7985 | 6.0478 | 6.6 | 6.6776 | 6.0478 | 6.6 | [14 empty] | 10.2 | 150 | --------- | 1.52 | 150 | --------- | 0.0502 | 150 | 0.0502
[20 empty] | 6.5132 | 6.6406 | 6.6834 | 6.5725 | 6.6632 | 6.6943 | 6.6021 | 6.6747 | 6.6997 | 4.9778 | 4.2982 | 3.707 | 5.5393 | 5.0321 | 4.5204 | 5.8272 | 5.4451 | 5.038 | 6.5376 | 6.5916 | 6.5542 | 6.5642 | 6.5742 | 5.2391 | 5.7344 | 5.9741 | 6.5542 | 6.5642 | 6.5742 | 5.2391 | 5.7344 | 5.9741 | 6.5 | 6.5742 | 5.9741 | 6.5 | [14 empty] | 10.1 | 151 | --------- | 1.51 | 151 | --------- | 0.0501 | 151 | 0.0501
[20 empty] | 6.4083 | 6.5369 | 6.581 | 6.4689 | 6.5605 | 6.5926 | 6.4991 | 6.5725 | 6.5983 | 4.9367 | 4.2736 | 3.6921 | 5.4806 | 4.9898 | 4.4904 | 5.7581 | 5.3897 | 4.9946 | 6.4336 | 6.4875 | 6.4509 | 6.4609 | 6.4709 | 5.1917 | 5.6694 | 5.8998 | 6.4509 | 6.4609 | 6.4709 | 5.1917 | 5.6694 | 5.8998 | 6.4 | 6.4709 | 5.8998 | 6.4 | [14 empty] | 10 | 152 | --------- | 1.5 | 152 | --------- | 0.05 | 152 | 0.05
[20 empty] | 6.3035 | 6.4333 | 6.4786 | 6.3653 | 6.4578 | 6.4908 | 6.3962 | 6.4704 | 6.4969 | 4.8944 | 4.248 | 3.6764 | 5.421 | 4.9465 | 4.4595 | 5.6884 | 5.3335 | 4.9503 | 6.3297 | 6.3834 | 6.3476 | 6.3576 | 6.3676 | 5.1431 | 5.6036 | 5.8248 | 6.3476 | 6.3576 | 6.3676 | 5.1431 | 5.6036 | 5.8248 | 6.3 | 6.3676 | 5.8248 | 6.3 | [14 empty] | 9.9 | 153 | --------- | 1.49 | 153 | --------- | 0.0499 | 153 | 0.0499
[20 empty] | 6.1989 | 6.3296 | 6.3763 | 6.2618 | 6.3552 | 6.3891 | 6.2932 | 6.3682 | 6.3955 | 4.8511 | 4.2213 | 3.6599 | 5.3606 | 4.9021 | 4.4275 | 5.6179 | 5.2765 | 4.905 | 6.2259 | 6.2793 | 6.2444 | 6.2544 | 6.2644 | 5.0933 | 5.5369 | 5.7492 | 6.2444 | 6.2544 | 6.2644 | 5.0933 | 5.5369 | 5.7492 | 6.2 | 6.2644 | 5.7492 | 6.2 | [14 empty] | 9.8 | 154 | --------- | 1.48 | 154 | --------- | 0.0498 | 154 | 0.0498
[20 empty] | 6.0943 | 6.2259 | 6.2739 | 6.1584 | 6.2525 | 6.2874 | 6.1904 | 6.266 | 6.2942 | 4.8065 | 4.1936 | 3.6426 | 5.2992 | 4.8568 | 4.3946 | 5.5468 | 5.2187 | 4.8589 | 6.1222 | 6.1753 | 6.1413 | 6.1513 | 6.1613 | 5.0422 | 5.4694 | 5.673 | 6.1413 | 6.1513 | 6.1613 | 5.0422 | 5.4694 | 5.673 | 6.1 | 6.1613 | 5.673 | 6.1 | [14 empty] | 9.7 | 155 | --------- | 1.47 | 155 | --------- | 0.0497 | 155 | 0.0497
[20 empty] | 5.9899 | 6.1223 | 6.1715 | 6.0551 | 6.1498 | 6.1857 | 6.0876 | 6.1639 | 6.1928 | 4.7608 | 4.1648 | 3.6245 | 5.237 | 4.8105 | 4.3607 | 5.4751 | 5.1601 | 4.8118 | 6.0186 | 6.0714 | 6.0383 | 6.0483 | 6.0583 | 4.99 | 5.401 | 5.5962 | 6.0383 | 6.0483 | 6.0583 | 4.99 | 5.401 | 5.5962 | 6 | 6.0583 | 5.5962 | 6 | [14 empty] | 9.6 | 156 | --------- | 1.46 | 156 | --------- | 0.0496 | 156 | 0.0496
[20 empty] | 5.8855 | 6.0186 | 6.0691 | 5.9518 | 6.0472 | 6.084 | 5.9849 | 6.0617 | 6.0914 | 4.714 | 4.1351 | 3.6056 | 5.1738 | 4.7631 | 4.3258 | 5.4026 | 5.1006 | 4.7639 | 5.9151 | 5.9674 | 5.9353 | 5.9453 | 5.9553 | 4.9366 | 5.3318 | 5.5188 | 5.9353 | 5.9453 | 5.9553 | 4.9366 | 5.3318 | 5.5188 | 5.9 | 5.9553 | 5.5188 | 5.9 | [14 empty] | 9.5 | 157 | --------- | 1.45 | 157 | --------- | 0.0495 | 157 | 0.0495
[20 empty] | 5.7813 | 5.915 | 5.9667 | 5.8486 | 5.9446 | 5.9822 | 5.8822 | 5.9596 | 5.99 | 4.666 | 4.1043 | 3.5859 | 5.1098 | 4.7148 | 4.29 | 5.3295 | 5.0403 | 4.715 | 5.8117 | 5.8636 | 5.8324 | 5.8424 | 5.8524 | 4.882 | 5.2618 | 5.4407 | 5.8324 | 5.8424 | 5.8524 | 4.882 | 5.2618 | 5.4407 | 5.8 | 5.8524 | 5.4407 | 5.8 | [14 empty] | 9.4 | 158 | --------- | 1.44 | 158 | --------- | 0.0494 | 158 | 0.0494
[20 empty] | 5.6772 | 5.8114 | 5.8644 | 5.7455 | 5.8419 | 5.8805 | 5.7796 | 5.8574 | 5.8886 | 4.6168 | 4.0725 | 3.5653 | 5.0449 | 4.6655 | 4.2531 | 5.2557 | 4.9791 | 4.6651 | 5.7084 | 5.7598 | 5.7296 | 5.7396 | 5.7496 | 4.8262 | 5.1909 | 5.362 | 5.7296 | 5.7396 | 5.7496 | 4.8262 | 5.1909 | 5.362 | 5.7 | 5.7496 | 5.362 | 5.7 | [14 empty] | 9.3 | 159 | --------- | 1.43 | 159 | --------- | 0.0493 | 159 | 0.0493
[20 empty] | 5.5732 | 5.7078 | 5.762 | 5.6425 | 5.7393 | 5.7788 | 5.677 | 5.7553 | 5.7872 | 4.5665 | 4.0396 | 3.544 | 4.9791 | 4.6151 | 4.2153 | 5.1812 | 4.9172 | 4.6144 | 5.6052 | 5.656 | 5.6269 | 5.6369 | 5.6469 | 4.7692 | 5.1191 | 5.2827 | 5.6269 | 5.6369 | 5.6469 | 4.7692 | 5.1191 | 5.2827 | 5.6 | 5.6469 | 5.2827 | 5.6 | [14 empty] | 9.2 | 160 | --------- | 1.42 | 160 | --------- | 0.0492 | 160 | 0.0492
[20 empty] | 5.4693 | 5.6042 | 5.6596 | 5.5395 | 5.6367 | 5.6771 | 5.5745 | 5.6531 | 5.6858 | 4.5151 | 4.0057 | 3.5219 | 4.9125 | 4.5638 | 4.1765 | 5.106 | 4.8544 | 4.5627 | 5.5021 | 5.5523 | 5.5242 | 5.5342 | 5.5442 | 4.711 | 5.0465 | 5.2028 | 5.5242 | 5.5342 | 5.5442 | 4.711 | 5.0465 | 5.2028 | 5.5 | 5.5442 | 5.2028 | 5.5 | [14 empty] | 9.1 | 161 | --------- | 1.41 | 161 | --------- | 0.0491 | 161 | 0.0491
[20 empty] | 5.3656 | 5.5006 | 5.5572 | 5.4366 | 5.534 | 5.5754 | 5.472 | 5.551 | 5.5844 | 4.4625 | 3.9708 | 3.499 | 4.8449 | 4.5115 | 4.1367 | 5.0302 | 4.7907 | 4.5102 | 5.3991 | 5.4486 | 5.4217 | 5.4317 | 5.4417 | 4.6516 | 4.9731 | 5.1222 | 5.4217 | 5.4317 | 5.4417 | 4.6516 | 4.9731 | 5.1222 | 5.4 | 5.4417 | 5.1222 | 5.4 | [14 empty] | 9 | 162 | --------- | 1.4 | 162 | --------- | 0.049 | 162 | 0.049
[20 empty] | 5.2619 | 5.397 | 5.4549 | 5.3338 | 5.4314 | 5.4737 | 5.3696 | 5.4488 | 5.4831 | 4.4087 | 3.9349 | 3.4753 | 4.7764 | 4.4582 | 4.0959 | 4.9536 | 4.7263 | 4.4567 | 5.2962 | 5.345 | 5.3191 | 5.3291 | 5.3391 | 4.591 | 4.8989 | 5.0411 | 5.3191 | 5.3291 | 5.3391 | 4.591 | 4.8989 | 5.0411 | 5.3 | 5.3391 | 5.0411 | 5.3 | [14 empty] | 8.9 | 163 | --------- | 1.39 | 163 | --------- | 0.0489 | 163 | 0.0489
[20 empty] | 5.1584 | 5.2934 | 5.3525 | 5.231 | 5.3288 | 5.3719 | 5.2673 | 5.3467 | 5.3817 | 4.3538 | 3.8979 | 3.4507 | 4.7071 | 4.4038 | 4.0542 | 4.8764 | 4.661 | 4.4022 | 5.1934 | 5.2415 | 5.2167 | 5.2267 | 5.2367 | 4.5292 | 4.8237 | 4.9593 | 5.2167 | 5.2267 | 5.2367 | 4.5292 | 4.8237 | 4.9593 | 5.2 | 5.2367 | 4.9593 | 5.2 | [14 empty] | 8.8 | 164 | --------- | 1.38 | 164 | --------- | 0.0488 | 164 | 0.0488
[20 empty] | 5.0549 | 5.1898 | 5.2501 | 5.1284 | 5.2262 | 5.2702 | 5.165 | 5.2446 | 5.2803 | 4.2978 | 3.8599 | 3.4254 | 4.6369 | 4.3485 | 4.0114 | 4.7985 | 4.5949 | 4.3469 | 5.0907 | 5.1379 | 5.1144 | 5.1244 | 5.1344 | 4.4662 | 4.7478 | 4.8769 | 5.1144 | 5.1244 | 5.1344 | 4.4662 | 4.7478 | 4.8769 | 5.1 | 5.1344 | 4.8769 | 5.1 | [14 empty] | 8.7 | 165 | --------- | 1.37 | 165 | --------- | 0.0487 | 165 | 0.0487
[20 empty] | 4.9516 | 5.0862 | 5.1477 | 5.0258 | 5.1236 | 5.1685 | 5.0627 | 5.1425 | 5.1789 | 4.2406 | 3.8209 | 3.3993 | 4.5658 | 4.2922 | 3.9677 | 4.72 | 4.528 | 4.2906 | 4.9882 | 5.0345 | 5.0121 | 5.0221 | 5.0321 | 4.402 | 4.671 | 4.7938 | 5.0121 | 5.0221 | 5.0321 | 4.402 | 4.671 | 4.7938 | 5 | 5.0321 | 4.7938 | 5 | [14 empty] | 8.6 | 166 | --------- | 1.36 | 166 | --------- | 0.0486 | 166 | 0.0486
[20 empty] | 4.8484 | 4.9827 | 5.0454 | 4.9233 | 5.021 | 5.0668 | 4.9606 | 5.0404 | 5.0775 | 4.1822 | 3.7808 | 3.3723 | 4.4938 | 4.2349 | 3.923 | 4.6407 | 4.4602 | 4.2335 | 4.8857 | 4.931 | 4.9099 | 4.9199 | 4.9299 | 4.3366 | 4.5933 | 4.7102 | 4.9099 | 4.9199 | 4.9299 | 4.3366 | 4.5933 | 4.7102 | 4.9 | 4.9299 | 4.7102 | 4.9 | [14 empty] | 8.5 | 167 | --------- | 1.35 | 167 | --------- | 0.0485 | 167 | 0.0485
[20 empty] | 4.7453 | 4.8791 | 4.943 | 4.8208 | 4.9184 | 4.9651 | 4.8584 | 4.9382 | 4.9761 | 4.1227 | 3.7397 | 3.3446 | 4.4209 | 4.1765 | 3.8773 | 4.5608 | 4.3916 | 4.1754 | 4.7833 | 4.8277 | 4.8277 | 4.8178 | 4.8278 | 4.27 | 4.5149 | 4.6259 | 4.8277 | 4.8178 | 4.8278 | 4.27 | 4.5149 | 4.6259 | 4.8 | 4.8278 | 4.6259 | 4.8 | [14 empty] | 8.4 | 168 | --------- | 1.34 | 168 | --------- | 0.0484 | 168 | 0.0484
[20 empty] | 4.6423 | 4.7756 | 4.8406 | 4.7184 | 4.8159 | 4.8634 | 4.7564 | 4.8361 | 4.8748 | 4.062 | 3.6976 | 3.316 | 4.3471 | 4.1172 | 3.8306 | 4.4802 | 4.3222 | 4.1164 | 4.681 | 4.7243 | 4.7243 | 4.7157 | 4.7257 | 4.2022 | 4.4355 | 4.541 | 4.7243 | 4.7157 | 4.7257 | 4.2022 | 4.4355 | 4.541 | 4.7 | 4.7257 | 4.541 | 4.7 | [14 empty] | 8.3 | 169 | --------- | 1.33 | 169 | --------- | 0.0483 | 169 | 0.0483
[20 empty] | 4.5394 | 4.6721 | 4.7383 | 4.6161 | 4.7133 | 4.7617 | 4.6544 | 4.734 | 4.7734 | 4.0002 | 3.6545 | 3.2867 | 4.2724 | 4.0569 | 3.783 | 4.3989 | 4.252 | 4.0564 | 4.5788 | 4.621 | 4.621 | 4.6137 | 4.6237 | 4.1332 | 4.3554 | 4.4555 | 4.621 | 4.6137 | 4.6237 | 4.1332 | 4.3554 | 4.4555 | 4.6 | 4.6237 | 4.4555 | 4.6 | [14 empty] | 8.2 | 170 | --------- | 1.32 | 170 | --------- | 0.0482 | 170 | 0.0482
[20 empty] | 4.4367 | 4.5685 | 4.6359 | 4.5139 | 4.6107 | 4.66 | 4.5524 | 4.6319 | 4.672 | 3.9373 | 3.6103 | 3.2565 | 4.1969 | 3.9956 | 3.7344 | 4.317 | 4.1809 | 3.9956 | 4.4767 | 4.5178 | 4.5178 | 4.5118 | 4.5218 | 4.063 | 4.2743 | 4.3693 | 4.5178 | 4.5118 | 4.5218 | 4.063 | 4.2743 | 4.3693 | 4.5 | 4.5218 | 4.3693 | 4.5 | [14 empty] | 8.1 | 171 | --------- | 1.31 | 171 | --------- | 0.0481 | 171 | 0.0481
[20 empty] | 4.334 | 4.465 | 4.5335 | 4.4117 | 4.5081 | 4.5583 | 4.4505 | 4.5298 | 4.5706 | 3.8732 | 3.5651 | 3.2256 | 4.1205 | 3.9333 | 3.6848 | 4.2344 | 4.109 | 3.9338 | 4.3747 | 4.4146 | 4.4146 | 4.41 | 4.42 | 3.9917 | 4.1925 | 4.2826 | 4.4146 | 4.41 | 4.42 | 3.9917 | 4.1925 | 4.2826 | 4.4 | 4.42 | 4.2826 | 4.4 | [14 empty] | 8 | 172 | --------- | 1.3 | 172 | --------- | 0.048 | 172 | 0.048
[20 empty] | 4.2315 | 4.3615 | 4.4311 | 4.3097 | 4.4056 | 4.4566 | 4.3487 | 4.4277 | 4.4692 | 3.8079 | 3.5189 | 3.1938 | 4.0432 | 3.87 | 3.6342 | 4.151 | 4.0363 | 3.8711 | 4.2728 | 4.3115 | 4.3115 | 4.3083 | 4.3183 | 3.9191 | 4.1098 | 4.1952 | 4.3115 | 4.3083 | 4.3183 | 3.9191 | 4.1098 | 4.1952 | 4.3 | 4.3183 | 4.1952 | 4.3 | [14 empty] | 7.9 | 173 | --------- | 1.29 | 173 | --------- | 0.0479 | 173 | 0.0479
[20 empty] | 4.1291 | 4.258 | 4.3288 | 4.2076 | 4.303 | 4.3548 | 4.2469 | 4.3256 | 4.3679 | 3.7415 | 3.4716 | 3.1613 | 3.9649 | 3.8056 | 3.5826 | 4.0671 | 3.9627 | 3.8075 | 4.171 | 4.2084 | 4.2084 | 4.2066 | 4.2166 | 3.8453 | 4.0262 | 4.1072 | 4.2084 | 4.2066 | 4.2166 | 3.8453 | 4.0262 | 4.1072 | 4.2 | 4.2166 | 4.1072 | 4.2 | [14 empty] | 7.8 | 174 | --------- | 1.28 | 174 | --------- | 0.0478 | 174 | 0.0478
[20 empty] | 4.0268 | 4.1545 | 4.2264 | 4.1057 | 4.2005 | 4.2531 | 4.1452 | 4.2235 | 4.2665 | 3.6739 | 3.4233 | 3.1279 | 3.8859 | 3.7403 | 3.53 | 3.9824 | 3.8883 | 3.743 | 4.0693 | 4.1054 | 4.1054 | 4.105 | 4.115 | 3.7703 | 3.9418 | 4.0186 | 4.1054 | 4.105 | 4.115 | 3.7703 | 3.9418 | 4.0186 | 4.1 | 4.115 | 4.0186 | 4.1 | [14 empty] | 7.7 | 175 | --------- | 1.27 | 175 | --------- | 0.0477 | 175 | 0.0477
[20 empty] | 3.9246 | 4.051 | 4.124 | 4.0039 | 4.098 | 4.1514 | 4.0435 | 4.1215 | 4.1651 | 3.6052 | 3.374 | 3.0937 | 3.8059 | 3.674 | 3.4765 | 3.897 | 3.8131 | 3.6775 | 3.9677 | 4.0024 | 4.0024 | 4.0035 | 4.0135 | 3.6942 | 3.8566 | 3.9293 | 4.0024 | 4.0035 | 4.0135 | 3.6942 | 3.8566 | 3.9293 | 4 | 4.0135 | 3.9293 | 4 | [14 empty] | 7.6 | 176 | --------- | 1.26 | 176 | --------- | 0.0476 | 176 | 0.0476
[20 empty] | 3.8225 | 3.9475 | 4.0217 | 3.9021 | 3.9954 | 4.0497 | 3.9419 | 4.0194 | 4.0637 | 3.5354 | 3.3236 | 3.0588 | 3.725 | 3.6067 | 3.422 | 3.811 | 3.7371 | 3.6111 | 3.8662 | 3.8994 | 3.8994 | 3.902 | 3.912 | 3.6168 | 3.7705 | 3.8394 | 3.8994 | 3.902 | 3.912 | 3.6168 | 3.7705 | 3.8394 | 3.9 | 3.912 | 3.8394 | 3.9 | [14 empty] | 7.5 | 177 | --------- | 1.25 | 177 | --------- | 0.0475 | 177 | 0.0475
[20 empty] | 3.7205 | 3.8441 | 3.9193 | 3.8004 | 3.8929 | 3.948 | 3.8403 | 3.9173 | 3.9624 | 3.4643 | 3.2722 | 3.023 | 3.6433 | 3.5384 | 3.3665 | 3.7243 | 3.6602 | 3.5438 | 3.7648 | 3.7965 | 3.7965 | 3.8007 | 3.8107 | 3.5382 | 3.6836 | 3.749 | 3.7965 | 3.8007 | 3.8107 | 3.5382 | 3.6836 | 3.749 | 3.8 | 3.8107 | 3.749 | 3.8 | [14 empty] | 7.4 | 178 | --------- | 1.24 | 178 | --------- | 0.0474 | 178 | 0.0474
[20 empty] | 3.6186 | 3.7406 | 3.8169 | 3.6987 | 3.7904 | 3.8463 | 3.7388 | 3.8152 | 3.861 | 3.3922 | 3.2198 | 2.9864 | 3.5606 | 3.4691 | 3.31 | 3.6369 | 3.5825 | 3.4756 | 3.6635 | 3.6937 | 3.6937 | 3.6994 | 3.7094 | 3.4585 | 3.5958 | 3.6578 | 3.6937 | 3.6994 | 3.7094 | 3.4585 | 3.5958 | 3.6578 | 3.7 | 3.7094 | 3.6578 | 3.7 | [14 empty] | 7.3 | 179 | --------- | 1.23 | 179 | --------- | 0.0473 | 179 | 0.0473
[20 empty] | 3.5169 | 3.6372 | 3.7146 | 3.5971 | 3.6878 | 3.7446 | 3.6373 | 3.7132 | 3.7596 | 3.3189 | 3.1664 | 2.949 | 3.4771 | 3.3988 | 3.2525 | 3.5489 | 3.504 | 3.4065 | 3.5623 | 3.5909 | 3.5909 | 3.5982 | 3.6082 | 3.3775 | 3.5072 | 3.5661 | 3.5909 | 3.5982 | 3.6082 | 3.3775 | 3.5072 | 3.5661 | 3.6 | 3.6082 | 3.5661 | 3.6 | [14 empty] | 7.2 | 180 | --------- | 1.22 | 180 | --------- | 0.0472 | 180 | 0.0472
[20 empty] | 3.4152 | 3.5337 | 3.6122 | 3.4956 | 3.5853 | 3.6429 | 3.5359 | 3.6111 | 3.6582 | 3.2444 | 3.1119 | 2.9109 | 3.3927 | 3.3275 | 3.1941 | 3.4601 | 3.4247 | 3.3365 | 3.4612 | 3.4881 | 3.4881 | 3.497 | 3.507 | 3.2953 | 3.4178 | 3.4738 | 3.4881 | 3.497 | 3.507 | 3.2953 | 3.4178 | 3.4738 | 3.5 | 3.507 | 3.4738 | 3.5 | [14 empty] | 7.1 | 181 | --------- | 1.21 | 181 | --------- | 0.0471 | 181 | 0.0471
[20 empty] | 3.3137 | 3.4303 | 3.5098 | 3.3942 | 3.4828 | 3.5412 | 3.4346 | 3.5091 | 3.5569 | 3.1688 | 3.0564 | 2.8719 | 3.3074 | 3.2552 | 3.1346 | 3.3707 | 3.3445 | 3.2655 | 3.3602 | 3.3854 | 3.3854 | 3.396 | 3.406 | 3.212 | 3.3275 | 3.3808 | 3.3854 | 3.396 | 3.406 | 3.212 | 3.3275 | 3.3808 | 3.4 | 3.406 | 3.3808 | 3.4 | [14 empty] | 7 | 182 | --------- | 1.2 | 182 | --------- | 0.047 | 182 | 0.047
[20 empty] | 3.2123 | 3.3269 | 3.4075 | 3.2929 | 3.3803 | 3.4395 | 3.3333 | 3.407 | 3.4555 | 3.092 | 2.9999 | 2.8321 | 3.2212 | 3.1819 | 3.0742 | 3.2806 | 3.2635 | 3.1936 | 3.2593 | 3.2828 | 3.2828 | 3.295 | 3.305 | 3.1274 | 3.2363 | 3.2872 | 3.2828 | 3.295 | 3.305 | 3.1274 | 3.2363 | 3.2872 | 3.3 | 3.305 | 3.2872 | 3.3 | [14 empty] | 6.9 | 183 | --------- | 1.19 | 183 | --------- | 0.0469 | 183 | 0.0469
[20 empty] | 3.111 | 3.2234 | 3.3051 | 3.1916 | 3.2778 | 3.3378 | 3.2321 | 3.305 | 3.3541 | 3.0141 | 2.9423 | 2.7915 | 3.1341 | 3.1076 | 3.0128 | 3.1898 | 3.1816 | 3.1208 | 3.1585 | 3.1802 | 3.1802 | 3.1941 | 3.2041 | 3.0417 | 3.1443 | 3.193 | 3.1802 | 3.1941 | 3.2041 | 3.0417 | 3.1443 | 3.193 | 3.2 | 3.2041 | 3.193 | 3.2 | [14 empty] | 6.8 | 184 | --------- | 1.18 | 184 | --------- | 0.0468 | 184 | 0.0468
[20 empty] | 3.0098 | 3.12 | 3.2027 | 3.0904 | 3.1753 | 3.2361 | 3.1309 | 3.2029 | 3.2528 | 2.935 | 2.8837 | 2.7501 | 3.0462 | 3.0323 | 2.9504 | 3.0984 | 3.099 | 3.0471 | 3.0577 | 3.0776 | 3.0776 | 3.0932 | 3.1032 | 2.9547 | 3.0515 | 3.0981 | 3.0776 | 3.0932 | 3.1032 | 2.9547 | 3.0515 | 3.0981 | 3.1 | 3.1032 | 3.0981 | 3.1 | [14 empty] | 6.7 | 185 | --------- | 1.17 | 185 | --------- | 0.0467 | 185 | 0.0467
[20 empty] | 2.9087 | 3.0166 | 3.1004 | 2.9893 | 3.0729 | 3.1344 | 3.0298 | 3.1009 | 3.1514 | 2.8548 | 2.8241 | 2.7079 | 2.9573 | 2.956 | 2.8871 | 3.0062 | 3.0155 | 2.9724 | 2.9571 | 2.9751 | 2.9751 | 2.9925 | 3.0025 | 2.8666 | 2.9578 | 3.0027 | 2.9751 | 2.9925 | 3.0025 | 2.8666 | 2.9578 | 3.0027 | 3 | 3.0025 | 3.0027 | 3 | [14 empty] | 6.6 | 186 | --------- | 1.16 | 186 | --------- | 0.0466 | 186 | 0.0466
[20 empty] | 2.8077 | 2.9132 | 2.998 | 2.8882 | 2.9704 | 3.0327 | 2.9287 | 2.9988 | 3.05 | 2.7734 | 2.7635 | 2.6649 | 2.8676 | 2.8787 | 2.8227 | 2.9134 | 2.9312 | 2.8969 | 2.8566 | 2.8726 | 2.8726 | 2.8918 | 2.9018 | 2.7772 | 2.8633 | 2.9066 | 2.8726 | 2.8918 | 2.9018 | 2.7772 | 2.8633 | 2.9066 | 2.9 | 2.9018 | 2.9066 | 2.9 | [14 empty] | 6.5 | 187 | --------- | 1.15 | 187 | --------- | 0.0465 | 187 | 0.0465
[20 empty] | 2.7068 | 2.8098 | 2.8957 | 2.7873 | 2.8679 | 2.931 | 2.8277 | 2.8968 | 2.9487 | 2.6909 | 2.7018 | 2.6211 | 2.777 | 2.8004 | 2.7574 | 2.8199 | 2.846 | 2.8204 | 2.7562 | 2.7702 | 2.7702 | 2.7912 | 2.8012 | 2.6867 | 2.768 | 2.8099 | 2.7702 | 2.7912 | 2.8012 | 2.6867 | 2.768 | 2.8099 | 2.8 | 2.8012 | 2.8099 | 2.8 | [14 empty] | 6.4 | 188 | --------- | 1.14 | 188 | --------- | 0.0464 | 188 | 0.0464
[20 empty] | 2.6061 | 2.7065 | 2.7933 | 2.6864 | 2.7654 | 2.8294 | 2.7268 | 2.7948 | 2.8473 | 2.6072 | 2.6391 | 2.5765 | 2.6855 | 2.7211 | 2.6911 | 2.7258 | 2.7601 | 2.743 | 2.6559 | 2.6679 | 2.6679 | 2.6906 | 2.7006 | 2.595 | 2.6718 | 2.7126 | 2.6679 | 2.6906 | 2.7006 | 2.595 | 2.6718 | 2.7126 | 2.7 | 2.7006 | 2.7126 | 2.7 | [14 empty] | 6.3 | 189 | --------- | 1.13 | 189 | --------- | 0.0463 | 189 | 0.0463
[20 empty] | 2.5055 | 2.6031 | 2.6909 | 2.5855 | 2.663 | 2.7277 | 2.6259 | 2.6927 | 2.7459 | 2.5224 | 2.5753 | 2.5311 | 2.5931 | 2.6408 | 2.6238 | 2.6309 | 2.6733 | 2.6647 | 2.5557 | 2.5655 | 2.5655 | 2.5902 | 2.6002 | 2.502 | 2.5747 | 2.6146 | 2.5655 | 2.5902 | 2.6002 | 2.502 | 2.5747 | 2.6146 | 2.6 | 2.6002 | 2.6146 | 2.6 | [14 empty] | 6.2 | 190 | --------- | 1.12 | 190 | --------- | 0.0462 | 190 | 0.0462
[20 empty] | 2.4049 | 2.4997 | 2.5886 | 2.4848 | 2.5605 | 2.626 | 2.5251 | 2.5907 | 2.6446 | 2.4364 | 2.5106 | 2.4849 | 2.4998 | 2.5595 | 2.5556 | 2.5354 | 2.5856 | 2.5854 | 2.4556 | 2.4633 | 2.4633 | 2.4898 | 2.4998 | 2.4079 | 2.4768 | 2.5161 | 2.4633 | 2.4898 | 2.4998 | 2.4079 | 2.4768 | 2.5161 | 2.5 | 2.4998 | 2.5161 | 2.5 | [14 empty] | 6.1 | 191 | --------- | 1.11 | 191 | --------- | 0.0461 | 191 | 0.0461
[20 empty] | 2.3045 | 2.3964 | 2.4862 | 2.3841 | 2.4581 | 2.5243 | 2.4243 | 2.4887 | 2.5432 | 2.3493 | 2.4448 | 2.4379 | 2.4056 | 2.4772 | 2.4863 | 2.4392 | 2.4972 | 2.5053 | 2.3556 | 2.3611 | 2.3611 | 2.3895 | 2.3995 | 2.3126 | 2.3781 | 2.4169 | 2.3611 | 2.3895 | 2.3995 | 2.3126 | 2.3781 | 2.4169 | 2.4 | 2.3995 | 2.4169 | 2.4 | [14 empty] | 6 | 192 | --------- | 1.1 | 192 | --------- | 0.046 | 192 | 0.046
[20 empty] | 2.2042 | 2.293 | 2.3839 | 2.2835 | 2.3556 | 2.4226 | 2.3235 | 2.3867 | 2.4418 | 2.261 | 2.378 | 2.3901 | 2.3106 | 2.3939 | 2.4161 | 2.3423 | 2.4079 | 2.4242 | 2.2557 | 2.2589 | 2.2589 | 2.2893 | 2.2993 | 2.216 | 2.2785 | 2.3171 | 2.2589 | 2.2893 | 2.2993 | 2.216 | 2.2785 | 2.3171 | 2.3 | 2.2993 | 2.3171 | 2.3 | [14 empty] | 5.9 | 193 | --------- | 1.09 | 193 | --------- | 0.0459 | 193 | 0.0459
[20 empty] | 2.104 | 2.1897 | 2.2815 | 2.1829 | 2.2532 | 2.3209 | 2.2229 | 2.2847 | 2.3405 | 2.1716 | 2.3101 | 2.3415 | 2.2146 | 2.3096 | 2.3449 | 2.2447 | 2.3178 | 2.3422 | 2.1559 | 2.1568 | 2.1568 | 2.1891 | 2.1991 | 2.1183 | 2.1781 | 2.2166 | 2.1568 | 2.1891 | 2.1991 | 2.1183 | 2.1781 | 2.2166 | 2.2 | 2.1991 | 2.2166 | 2.2 | [14 empty] | 5.8 | 194 | --------- | 1.08 | 194 | --------- | 0.0458 | 194 | 0.0458
[20 empty] | 2.004 | 2.0864 | 2.1791 | 2.0825 | 2.1508 | 2.2192 | 2.1223 | 2.1827 | 2.2391 | 2.081 | 2.2412 | 2.292 | 2.1178 | 2.2243 | 2.2727 | 2.1465 | 2.2269 | 2.2593 | 2.0562 | 2.0547 | 2.0547 | 2.0562 | 2.099 | 2.0194 | 2.0768 | 2.1156 | 2.0547 | 2.0562 | 2.099 | 2.0194 | 2.0768 | 2.1156 | 2.1 | 2.099 | 2.1156 | 2.1 | [14 empty] | 5.7 | 195 | --------- | 1.07 | 195 | --------- | 0.0457 | 195 | 0.0457
[20 empty] | 1.904 | 1.9831 | 2.0768 | 1.9821 | 2.0483 | 2.1175 | 2.0217 | 2.0807 | 2.1377 | 1.9893 | 2.1713 | 2.2418 | 2.0201 | 2.138 | 2.1995 | 2.0476 | 2.1351 | 2.1754 | 1.9566 | 1.9526 | 1.9526 | 1.9566 | 1.999 | 1.9193 | 1.9747 | 2.0139 | 1.9526 | 1.9566 | 1.999 | 1.9193 | 1.9747 | 2.0139 | 2 | 1.999 | 2.0139 | 2 | [14 empty] | 5.6 | 196 | --------- | 1.06 | 196 | --------- | 0.0456 | 196 | 0.0456
[20 empty] | 1.8041 | 1.8797 | 1.9744 | 1.8818 | 1.9459 | 2.0158 | 1.9212 | 1.9787 | 2.0364 | 1.8964 | 2.1004 | 2.1908 | 1.9215 | 2.0508 | 2.1253 | 1.948 | 2.0425 | 2.0907 | 1.8571 | 1.8507 | 1.8507 | 1.8571 | 1.8991 | 1.8179 | 1.8717 | 1.9116 | 1.8507 | 1.8571 | 1.8991 | 1.8179 | 1.8717 | 1.9116 | 1.9 | 1.8991 | 1.9116 | 1.9 | [14 empty] | 5.5 | 197 | --------- | 1.05 | 197 | --------- | 0.0455 | 197 | 0.0455
[20 empty] | 1.7044 | 1.7764 | 1.8721 | 1.7815 | 1.8435 | 1.9141 | 1.8208 | 1.8767 | 1.935 | 1.8024 | 2.0284 | 2.1389 | 1.822 | 1.9625 | 2.0502 | 1.8477 | 1.9491 | 2.005 | 1.7577 | 1.7487 | 1.7487 | 1.7577 | 1.7993 | 1.7154 | 1.768 | 1.8087 | 1.7487 | 1.7577 | 1.7993 | 1.7154 | 1.768 | 1.8087 | 1.8 | 1.7993 | 1.8087 | 1.8 | [14 empty] | 5.4 | 198 | --------- | 1.04 | 198 | --------- | 0.0454 | 198 | 0.0454
[20 empty] | 1.6048 | 1.6731 | 1.7697 | 1.6814 | 1.7411 | 1.8124 | 1.7204 | 1.7747 | 1.8337 | 1.7072 | 1.9554 | 2.0863 | 1.7216 | 1.8732 | 1.974 | 1.7468 | 1.8549 | 1.9184 | 1.6584 | 1.6468 | 1.6468 | 1.6584 | 1.6995 | 1.6117 | 1.6633 | 1.7052 | 1.6468 | 1.6584 | 1.6995 | 1.6117 | 1.6633 | 1.7052 | 1.7 | 1.6995 | 1.7052 | 1.7 | [14 empty] | 5.3 | 199 | --------- | 1.03 | 199 | --------- | 0.0453 | 199 | 0.0453
[20 empty] | 1.5053 | 1.5699 | 1.6674 | 1.5813 | 1.6387 | 1.7108 | 1.62 | 1.6727 | 1.7323 | 1.6108 | 1.8814 | 2.0329 | 1.6203 | 1.7829 | 1.8969 | 1.6451 | 1.7598 | 1.8309 | 1.5592 | 1.545 | 1.545 | 1.5592 | 1.5998 | 1.5068 | 1.5578 | 1.601 | 1.545 | 1.5592 | 1.5998 | 1.5068 | 1.5578 | 1.601 | 1.6 | 1.5998 | 1.601 | 1.6 | [14 empty] | 5.2 | 200 | --------- | 1.02 | 200 | --------- | 0.0452 | 200 | 0.0452
[20 empty] | 1.4058 | 1.4666 | 1.565 | 1.4813 | 1.5363 | 1.6091 | 1.5198 | 1.5707 | 1.631 | 1.5134 | 1.8063 | 1.9786 | 1.5182 | 1.6916 | 1.8188 | 1.5428 | 1.6639 | 1.7424 | 1.4601 | 1.4432 | 1.4432 | 1.4601 | 1.5002 | 1.4007 | 1.4515 | 1.4962 | 1.4432 | 1.4601 | 1.5002 | 1.4007 | 1.4515 | 1.4962 | 1.5 | 1.5002 | 1.4962 | 1.5 | [14 empty] | 5.1 | 201 | --------- | 1.01 | 201 | --------- | 0.0451 | 201 | 0.0451
[70 empty] | 5 | 202 | --------- | 1 | 202 | --------- | 0.045 | 202 | 0.045
[70 empty] | 4.9 | 203 | --------- | 0.99 | 203 | --------- | 0.0449 | 203 | 0.0449
[70 empty] | 4.8 | 204 | --------- | 0.98 | 204 | --------- | 0.0448 | 204 | 0.0448
[70 empty] | 4.7 | 205 | --------- | 0.97 | 205 | --------- | 0.0447 | 205 | 0.0447
[70 empty] | 4.6 | 206 | --------- | 0.96 | 206 | --------- | 0.0446 | 206 | 0.0446
[70 empty] | 4.5 | 207 | --------- | 0.95 | 207 | --------- | 0.0445 | 207 | 0.0445
[70 empty] | 4.4 | 208 | --------- | 0.94 | 208 | --------- | 0.0444 | 208 | 0.0444
[70 empty] | 4.3 | 209 | --------- | 0.93 | 209 | --------- | 0.0443 | 209 | 0.0443
[70 empty] | 4.2 | 210 | --------- | 0.92 | 210 | --------- | 0.0442 | 210 | 0.0442
[70 empty] | 4.1 | 211 | --------- | 0.91 | 211 | --------- | 0.0441 | 211 | 0.0441
[70 empty] | 4 | 212 | --------- | 0.9 | 212 | --------- | 0.044 | 212 | 0.044
[70 empty] | 3.9 | 213 | --------- | 0.89 | 213 | --------- | 0.0439 | 213 | 0.0439
[70 empty] | 3.8 | 214 | --------- | 0.88 | 214 | --------- | 0.0438 | 214 | 0.0438
[70 empty] | 3.7 | 215 | --------- | 0.87 | 215 | --------- | 0.0437 | 215 | 0.0437
[70 empty] | 3.6 | 216 | --------- | 0.86 | 216 | --------- | 0.0436 | 216 | 0.0436
[70 empty] | 3.5 | 217 | --------- | 0.85 | 217 | --------- | 0.0435 | 217 | 0.0435
[70 empty] | 3.4 | 218 | --------- | 0.84 | 218 | --------- | 0.0434 | 218 | 0.0434
[70 empty] | 3.3 | 219 | --------- | 0.83 | 219 | --------- | 0.0433 | 219 | 0.0433
[70 empty] | 3.2 | 220 | --------- | 0.82 | 220 | --------- | 0.0432 | 220 | 0.0432
[70 empty] | 3.1 | 221 | --------- | 0.81 | 221 | --------- | 0.0431 | 221 | 0.0431
[70 empty] | 3 | 222 | --------- | 0.8 | 222 | --------- | 0.043 | 222 | 0.043
[70 empty] | 2.9 | 223 | --------- | 0.79 | 223 | --------- | 0.0429 | 223 | 0.0429
[70 empty] | 2.8 | 224 | --------- | 0.78 | 224 | --------- | 0.0428 | 224 | 0.0428
[70 empty] | 2.7 | 225 | --------- | 0.77 | 225 | --------- | 0.0427 | 225 | 0.0427
[70 empty] | 2.6 | 226 | --------- | 0.76 | 226 | --------- | 0.0426 | 226 | 0.0426
[70 empty] | 2.5 | 227 | --------- | 0.75 | 227 | --------- | 0.0425 | 227 | 0.0425
[70 empty] | 2.4 | 228 | --------- | 0.74 | 228 | --------- | 0.0424 | 228 | 0.0424
[70 empty] | 2.3 | 229 | --------- | 0.73 | 229 | --------- | 0.0423 | 229 | 0.0423
[70 empty] | 2.2 | 230 | --------- | 0.72 | 230 | --------- | 0.0422 | 230 | 0.0422
[70 empty] | 2.1 | 231 | --------- | 0.71 | 231 | --------- | 0.0421 | 231 | 0.0421
[70 empty] | 2 | 232 | --------- | 0.7 | 232 | --------- | 0.042 | 232 | 0.042
[70 empty] | 1.9 | 233 | --------- | 0.69 | 233 | --------- | 0.0419 | 233 | 0.0419
[70 empty] | 1.8 | 234 | --------- | 0.68 | 234 | --------- | 0.0418 | 234 | 0.0418
[70 empty] | 1.7 | 235 | --------- | 0.67 | 235 | --------- | 0.0417 | 235 | 0.0417
[70 empty] | 1.6 | 236 | --------- | 0.66 | 236 | --------- | 0.0416 | 236 | 0.0416
[70 empty] | 1.5 | 237 | --------- | 0.65 | 237 | --------- | 0.0415 | 237 | 0.0415
[70 empty] | 1.4 | 238 | --------- | 0.64 | 238 | --------- | 0.0414 | 238 | 0.0414
[70 empty] | 1.3 | 239 | --------- | 0.63 | 239 | --------- | 0.0413 | 239 | 0.0413
[70 empty] | 1.2 | 240 | --------- | 0.62 | 240 | --------- | 0.0412 | 240 | 0.0412
[70 empty] | 1.1 | 241 | --------- | 0.61 | 241 | --------- | 0.0411 | 241 | 0.0411
[70 empty] | 1 | 242 | --------- | 0.6 | 242 | --------- | 0.041 | 242 | 0.041
[73 empty] | 0.59 | 243 | --------- | 0.0409 | 243 | 0.0409
[73 empty] | 0.58 | 244 | --------- | 0.0408 | 244 | 0.0408
[73 empty] | 0.57 | 245 | --------- | 0.0407 | 245 | 0.0407
[73 empty] | 0.56 | 246 | --------- | 0.0406 | 246 | 0.0406
[73 empty] | 0.55 | 247 | --------- | 0.0405 | 247 | 0.0405
[73 empty] | 0.54 | 248 | --------- | 0.0404 | 248 | 0.0404
[73 empty] | 0.53 | 249 | --------- | 0.0403 | 249 | 0.0403
[73 empty] | 0.52 | 250 | --------- | 0.0402 | 250 | 0.0402
[73 empty] | 0.51 | 251 | --------- | 0.0401 | 251 | 0.0401
[73 empty] | 0.5 | 252 | --------- | 0.04 | 252 | 0.04
[73 empty] | 0.49 | 253 | --------- | 0.0399 | 253 | 0.0399
[73 empty] | 0.48 | 254 | --------- | 0.0398 | 254 | 0.0398
[73 empty] | 0.47 | 255 | --------- | 0.0397 | 255 | 0.0397
[73 empty] | 0.46 | 256 | --------- | 0.0396 | 256 | 0.0396
[73 empty] | 0.45 | 257 | --------- | 0.0395 | 257 | 0.0395
[73 empty] | 0.44 | 258 | --------- | 0.0394 | 258 | 0.0394
[73 empty] | 0.43 | 259 | --------- | 0.0393 | 259 | 0.0393
[73 empty] | 0.42 | 260 | --------- | 0.0392 | 260 | 0.0392
[73 empty] | 0.41 | 261 | --------- | 0.0391 | 261 | 0.0391
[73 empty] | 0.4 | 262 | --------- | 0.039 | 262 | 0.039
[73 empty] | 0.39 | 263 | --------- | 0.0389 | 263 | 0.0389
[73 empty] | 0.38 | 264 | --------- | 0.0388 | 264 | 0.0388
[73 empty] | 0.37 | 265 | --------- | 0.0387 | 265 | 0.0387
[73 empty] | 0.36 | 266 | --------- | 0.0386 | 266 | 0.0386
[73 empty] | 0.35 | 267 | --------- | 0.0385 | 267 | 0.0385
[73 empty] | 0.34 | 268 | --------- | 0.0384 | 268 | 0.0384
[73 empty] | 0.33 | 269 | --------- | 0.0383 | 269 | 0.0383
[73 empty] | 0.32 | 270 | --------- | 0.0382 | 270 | 0.0382
[73 empty] | 0.31 | 271 | --------- | 0.0381 | 271 | 0.0381
[73 empty] | 0.3 | 272 | --------- | 0.038 | 272 | 0.038
[73 empty] | 0.29 | 273 | --------- | 0.0379 | 273 | 0.0379
[73 empty] | 0.28 | 274 | --------- | 0.0378 | 274 | 0.0378
[73 empty] | 0.27 | 275 | --------- | 0.0377 | 275 | 0.0377
[73 empty] | 0.26 | 276 | --------- | 0.0376 | 276 | 0.0376
[73 empty] | 0.25 | 277 | --------- | 0.0375 | 277 | 0.0375
[73 empty] | 0.24 | 278 | --------- | 0.0374 | 278 | 0.0374
[73 empty] | 0.23 | 279 | --------- | 0.0373 | 279 | 0.0373
[73 empty] | 0.22 | 280 | --------- | 0.0372 | 280 | 0.0372
[73 empty] | 0.21 | 281 | --------- | 0.0371 | 281 | 0.0371
[73 empty] | 0.2 | 282 | --------- | 0.037 | 282 | 0.037
[73 empty] | 0.19 | 283 | --------- | 0.0369 | 283 | 0.0369
[73 empty] | 0.18 | 284 | --------- | 0.0368 | 284 | 0.0368
[73 empty] | 0.17 | 285 | --------- | 0.0367 | 285 | 0.0367
[73 empty] | 0.16 | 286 | --------- | 0.0366 | 286 | 0.0366
[73 empty] | 0.15 | 287 | --------- | 0.0365 | 287 | 0.0365
[73 empty] | 0.14 | 288 | --------- | 0.0364 | 288 | 0.0364
[73 empty] | 0.13 | 289 | --------- | 0.0363 | 289 | 0.0363
[73 empty] | 0.12 | 290 | --------- | 0.0362 | 290 | 0.0362
[73 empty] | 0.11 | 291 | --------- | 0.0361 | 291 | 0.0361
[73 empty] | 0.1 | 292 | --------- | 0.036 | 292 | 0.036
[73 empty] | 0.09 | 293 | --------- | 0.0359 | 293 | 0.0359
[73 empty] | 0.08 | 294 | --------- | 0.0358 | 294 | 0.0358
[73 empty] | 0.07 | 295 | --------- | 0.0357 | 295 | 0.0357
[73 empty] | 0.06 | 296 | --------- | 0.0356 | 296 | 0.0356
[73 empty] | 0.05 | 297 | --------- | 0.0355 | 297 | 0.0355
[73 empty] | 0.04 | 298 | --------- | 0.0354 | 298 | 0.0354
[73 empty] | 0.03 | 299 | --------- | 0.0353 | 299 | 0.0353
[73 empty] | 0.02 | 300 | --------- | 0.0352 | 300 | 0.0352
[73 empty] | 0.01 | 301 | --------- | 0.0351 | 301 | 0.0351
[76 empty] | 0.035 | 302 | 0.035
[76 empty] | 0.0349 | 303 | 0.0349
[76 empty] | 0.0348 | 304 | 0.0348
[76 empty] | 0.0347 | 305 | 0.0347
[76 empty] | 0.0346 | 306 | 0.0346
[76 empty] | 0.0345 | 307 | 0.0345
[76 empty] | 0.0344 | 308 | 0.0344
[76 empty] | 0.0343 | 309 | 0.0343
[76 empty] | 0.0342 | 310 | 0.0342
[76 empty] | 0.0341 | 311 | 0.0341
[76 empty] | 0.034 | 312 | 0.034
[76 empty] | 0.0339 | 313 | 0.0339
[76 empty] | 0.0338 | 314 | 0.0338
[76 empty] | 0.0337 | 315 | 0.0337
[76 empty] | 0.0336 | 316 | 0.0336
[76 empty] | 0.0335 | 317 | 0.0335
[76 empty] | 0.0334 | 318 | 0.0334
[76 empty] | 0.0333 | 319 | 0.0333
[76 empty] | 0.0332 | 320 | 0.0332
[76 empty] | 0.0331 | 321 | 0.0331
[76 empty] | 0.033 | 322 | 0.033
[76 empty] | 0.0329 | 323 | 0.0329
[76 empty] | 0.0328 | 324 | 0.0328
[76 empty] | 0.0327 | 325 | 0.0327
[76 empty] | 0.0326 | 326 | 0.0326
[76 empty] | 0.0325 | 327 | 0.0325
[76 empty] | 0.0324 | 328 | 0.0324
[76 empty] | 0.0323 | 329 | 0.0323
[76 empty] | 0.0322 | 330 | 0.0322
[76 empty] | 0.0321 | 331 | 0.0321
[76 empty] | 0.032 | 332 | 0.032
[76 empty] | 0.0319 | 333 | 0.0319
[76 empty] | 0.0318 | 334 | 0.0318
[76 empty] | 0.0317 | 335 | 0.0317
[76 empty] | 0.0316 | 336 | 0.0316
[76 empty] | 0.0315 | 337 | 0.0315
[76 empty] | 0.0314 | 338 | 0.0314
[76 empty] | 0.0313 | 339 | 0.0313
[76 empty] | 0.0312 | 340 | 0.0312
[76 empty] | 0.0311 | 341 | 0.0311
[76 empty] | 0.031 | 342 | 0.031
[76 empty] | 0.0309 | 343 | 0.0309
[76 empty] | 0.0308 | 344 | 0.0308
[76 empty] | 0.0307 | 345 | 0.0307
[76 empty] | 0.0306 | 346 | 0.0306
[76 empty] | 0.0305 | 347 | 0.0305
[76 empty] | 0.0304 | 348 | 0.0304
[76 empty] | 0.0303 | 349 | 0.0303
[76 empty] | 0.0302 | 350 | 0.0302
[76 empty] | 0.0301 | 351 | 0.0301
[76 empty] | 0.03 | 352 | 0.03
[76 empty] | 0.0299 | 353 | 0.0299
[76 empty] | 0.0298 | 354 | 0.0298
[76 empty] | 0.0297 | 355 | 0.0297
[76 empty] | 0.0296 | 356 | 0.0296
[76 empty] | 0.0295 | 357 | 0.0295
[76 empty] | 0.0294 | 358 | 0.0294
[76 empty] | 0.0293 | 359 | 0.0293
[76 empty] | 0.0292 | 360 | 0.0292
[76 empty] | 0.0291 | 361 | 0.0291
[76 empty] | 0.029 | 362 | 0.029
[76 empty] | 0.0289 | 363 | 0.0289
[76 empty] | 0.0288 | 364 | 0.0288
[76 empty] | 0.0287 | 365 | 0.0287
[76 empty] | 0.0286 | 366 | 0.0286
[76 empty] | 0.0285 | 367 | 0.0285
[76 empty] | 0.0284 | 368 | 0.0284
[76 empty] | 0.0283 | 369 | 0.0283
[76 empty] | 0.0282 | 370 | 0.0282
[76 empty] | 0.0281 | 371 | 0.0281
[76 empty] | 0.028 | 372 | 0.028
[76 empty] | 0.0279 | 373 | 0.0279
[76 empty] | 0.0278 | 374 | 0.0278
[76 empty] | 0.0277 | 375 | 0.0277
[76 empty] | 0.0276 | 376 | 0.0276
[76 empty] | 0.0275 | 377 | 0.0275
[76 empty] | 0.0274 | 378 | 0.0274
[76 empty] | 0.0273 | 379 | 0.0273
[76 empty] | 0.0272 | 380 | 0.0272
[76 empty] | 0.0271 | 381 | 0.0271
[76 empty] | 0.027 | 382 | 0.027
[76 empty] | 0.0269 | 383 | 0.0269
[76 empty] | 0.0268 | 384 | 0.0268
[76 empty] | 0.0267 | 385 | 0.0267
[76 empty] | 0.0266 | 386 | 0.0266
[76 empty] | 0.0265 | 387 | 0.0265
[76 empty] | 0.0264 | 388 | 0.0264
[76 empty] | 0.0263 | 389 | 0.0263
[76 empty] | 0.0262 | 390 | 0.0262
[76 empty] | 0.0261 | 391 | 0.0261
[76 empty] | 0.026 | 392 | 0.026
[76 empty] | 0.0259 | 393 | 0.0259
[76 empty] | 0.0258 | 394 | 0.0258
[76 empty] | 0.0257 | 395 | 0.0257
[76 empty] | 0.0256 | 396 | 0.0256
[76 empty] | 0.0255 | 397 | 0.0255
[76 empty] | 0.0254 | 398 | 0.0254
[76 empty] | 0.0253 | 399 | 0.0253
[76 empty] | 0.0252 | 400 | 0.0252
[76 empty] | 0.0251 | 401 | 0.0251
[76 empty] | 0.025 | 402 | 0.025
[76 empty] | 0.0249 | 403 | 0.0249
[76 empty] | 0.0248 | 404 | 0.0248
[76 empty] | 0.0247 | 405 | 0.0247
[76 empty] | 0.0246 | 406 | 0.0246
[76 empty] | 0.0245 | 407 | 0.0245
[76 empty] | 0.0244 | 408 | 0.0244
[76 empty] | 0.0243 | 409 | 0.0243
[76 empty] | 0.0242 | 410 | 0.0242
[76 empty] | 0.0241 | 411 | 0.0241
[76 empty] | 0.024 | 412 | 0.024
[76 empty] | 0.0239 | 413 | 0.0239
[76 empty] | 0.0238 | 414 | 0.0238
[76 empty] | 0.0237 | 415 | 0.0237
[76 empty] | 0.0236 | 416 | 0.0236
[76 empty] | 0.0235 | 417 | 0.0235
[76 empty] | 0.0234 | 418 | 0.0234
[76 empty] | 0.0233 | 419 | 0.0233
[76 empty] | 0.0232 | 420 | 0.0232
[76 empty] | 0.0231 | 421 | 0.0231
[76 empty] | 0.023 | 422 | 0.023
[76 empty] | 0.0229 | 423 | 0.0229
[76 empty] | 0.0228 | 424 | 0.0228
[76 empty] | 0.0227 | 425 | 0.0227
[76 empty] | 0.0226 | 426 | 0.0226
[76 empty] | 0.0225 | 427 | 0.0225
[76 empty] | 0.0224 | 428 | 0.0224
[76 empty] | 0.0223 | 429 | 0.0223
[76 empty] | 0.0222 | 430 | 0.0222
[76 empty] | 0.0221 | 431 | 0.0221
[76 empty] | 0.022 | 432 | 0.022
[76 empty] | 0.0219 | 433 | 0.0219
[76 empty] | 0.0218 | 434 | 0.0218
[76 empty] | 0.0217 | 435 | 0.0217
[76 empty] | 0.0216 | 436 | 0.0216
[76 empty] | 0.0215 | 437 | 0.0215
[76 empty] | 0.0214 | 438 | 0.0214
[76 empty] | 0.0213 | 439 | 0.0213
[76 empty] | 0.0212 | 440 | 0.0212
[76 empty] | 0.0211 | 441 | 0.0211
[76 empty] | 0.021 | 442 | 0.021
[76 empty] | 0.0209 | 443 | 0.0209
[76 empty] | 0.0208 | 444 | 0.0208
[76 empty] | 0.0207 | 445 | 0.0207
[76 empty] | 0.0206 | 446 | 0.0206
[76 empty] | 0.0205 | 447 | 0.0205
[76 empty] | 0.0204 | 448 | 0.0204
[76 empty] | 0.0203 | 449 | 0.0203
[76 empty] | 0.0202 | 450 | 0.0202
[76 empty] | 0.0201 | 451 | 0.0201
[76 empty] | 0.02 | 452 | 0.02
The insulation R-value (thickness) around perimeter of a ceiling may need to be reduced to ensure a seperation of at least 25 mm between underside of the roof underlay and the top surface of the insulation. The schedule method of H1/AS1 allows the roof R-value in the that area to be reduced to R3.3 for a width of 500 mm.
An alternative to reducing the perimeter insulation is to use a raised heel truss.
This solution requires a simple correction to the engineering design to account for wind loading on a what is effectively a slightly taller wall.
For compliance with the calculation method of H1/AS1, clause 2.1.3.7 allows in a general sense to calculated the average R-value of a roof or other building component with two or more distinctly different areas or zones, by area averaging the U-values of the separate zones. The following calculation is based on that process but only requires knowledge of the A/P ratio instead of needing to know both the area and perimeter length. To disable correction, set A-P fraction to 0. Setting A-P fraction below 1.6 disables calc. & display of overall R-value.
Another alternative is to add an interior secondary insulation layer (ISIL).
if insulation is needing to be compressed or shaped to fit then get perimeter insulation compressed R-value using Roof edge insulation sheet
Note on CK4: 1 single layer 2 two layers
Note on DB4: PC version: Can be copied and pasted (select then triple click) into conductivity drop-down box below Web version: Can be copied and pasted into conductivity entry box Mac version: Can't use copy and paste
Note on CZ5: PC version: Can be copied and pasted (select then triple click) into R-value drop-down box below Web version: Can be copied and pasted into R-value entry box Mac version: Can't use copy and paste
Note on CP6: 1 Profiled Metal 2 Clay Tiles
Note on CP8: 1 90 mm 2 140 mm
Note on CP10: 0.0200 - 0.0650 steps 0.0001
Note on CW10: 1 900 1200 2 600 900 3 400 600
Note on CK13: 2.5 - 10 steps 0.1
Note on CP13: 1.5 - 3.4 (110 mm) 2.2 - 5.0 (160 mm)
Note on CW13: 1.5 - 9 steps 0.1
Note on CP16: 0 none 1 ISIL un-framed 2 ISIL framed
Note on CQ17: 0.01 - 3.00 steps 0.01
Note on CQ18: 1 - 95 steps 1 mm
Note on CQ19: 1.0 - 25.0 steps 0.1 %
Note on CO22: 0 none 1 7 mm plywood 2 13 mm plywood 3 10 mm plasterboard 4 13 mm plasterboard
Note on DL32: 0 - 5.0 steps 0.1
Note on DL34: 300 - 950 steps 50
Note on DK39: 1 full thickness compressed 2 only top layer compressed
Note on DM41: 2.5 - 10 steps 0.1

## Roof edge insulation
|  | 601 | 101 |  | 10001100000000000000000000000000000000000000000000000000001100100110001110101000011001100010101000001 |  |  | jAAAAAAAADJjqGYqC | jAAAAAAAADJjqGYqC | jAAAAAAAADJjqGYqC |  |  |  | 100011000000000000000000000000000000000000000000000000000011001001100011101010000110011000101010000010 | 100011000000000000000000000000000000000000000000000000000011001001100011101010000110011000101010000010 |  | 601 |  |  | 1 |  |  | 0 |  |  | 0 |  |  | 21 |  |  | 76 |  |  | 161 |  |  | 71 |  |  | 201 |  |  | 0 |  |  | 0 |  |  | 0 |  |  | 0 |  |  | 0 |  |  | 0 |  |  | 70 |  |  |  | #VALUE! |  |  | This sheet is intended for the situation where roof space insulation is needing to be compressed by an insulation baffle to create a (25mm) seperation from the roofing underside | [15 empty] | jAAAAAAAADJjqGYqC |  |  |  | v2_7 | Web | 2025-11-27 16:49 | [17 empty] | ccf | 0.233
1 | A | 70 | 7 | 1000110 | 10001100000000000000000000000000000000000000000000000000001100100110001110101000011001100010101000001 | 100011 | 35 | j | 7 | jAAAAAAAADJjqGYqC | j | FALSE | 35 | 100011 | 100011000000000000000000000000000000000000000000000000000011001001100011101010000110011000101010000010 | 1000110 | 70 | Cntrl12 |  | 2 |  |  | 2 |  |  | 2 |  |  | 6 |  |  | 7 |  |  | 9 |  |  | 7 |  |  | 9 |  |  | 9 |  |  | 7 |  |  | 9 |  |  | 9 |  |  | 7 |  |  | 9 |  |  | 7 |  |  |  | These R-values are for the insulation only and do not include framing | [26 empty] | 100% |  | 1 | 125.364 | 1 | 340 | 0.045 | 1 | 125.364 | 125.364 | 0 | 0 | 125.364 | 107780.2867 | 0.63128 | 63.13% | 36.87% | 0.035418 | 0.28252 | 0.28252 | 3.5396 | 0.28252 | 3.5396 | 97.292 | 5.1392
2 | B | 0 | 9 | 000000000 | 00000000000000000000000000000000000000000000000000001100100110001110101000011001100010101000001 | 000000 | 0 | A | 9 | AAAAAAAADJjqGYqC | A | TRUE | 0 | 000000 | 00000000000000000000000000000000000000000000000000011001001100011101010000110011000101010000010 | 000000000 | 0 | Cntrl10 |  | 4 |  |  | 4 |  |  | 4 |  |  | 62 |  |  | 100 |  |  | 452 |  |  | 121 |  |  | 452 |  |  | 452 |  |  | 121 |  |  | 452 |  |  | 452 |  |  | 121 |  |  | 452 |  |  | 121 | [30 empty] | 100% |  | 2 | 125.7279 | 1 | 340 | 0.045 | 2 | 125.7279 | 125.7279 | 0 | 0 | 251.0919 | 107654.9228 | 1.2615 | 63.07% | 36.98% | 0.035442 | 0.2819 | 0.56441 | 3.5435 | 0.56441 | 3.5435 | 97.0095 | 5.1438
3 | C | 0 | 7 | 0000000 | 00000000000000000000000000000000000000000000001100100110001110101000011001100010101000001 | 000000 | 0 | A | 7 | AAAAAAADJjqGYqC | A | TRUE | 0 | 000000 | 00000000000000000000000000000000000000000011001001100011101010000110011000101010000010 | 0000000 | 0 | Cntrl11 | [46 empty] | FALSE | [11 empty] | Width | 500 | 500 | insulation | 5.1392 | m2.K/W |  | the rest |  |  | combined | [5 empty] | 0 |  | 3 | 126.0919 | 1 | 340 | 0.045 | 3 | 126.0919 | 126.0919 | 0 | 0 | 377.1838 | 107529.1948 | 1.8906 | 63.02% | 37.09% | 0.035467 | 0.28128 | 0.84569 | 3.5474 | 0.84569 | 3.5474 | 96.7276 | 5.1485
4 | D | 0 | 9 | 000000000 | 00000000000000000000000000000000000000001100100110001110101000011001100010101000001 | 000000 | 0 | A | 9 | AAAAAADJjqGYqC | A | TRUE | 0 | 000000 | 0000000000000000000000000000000000011001001100011101010000110011000101010000010 | 000000000 | 0 | Cntrl9 | [47 empty] | Determine insulation |  |  | thickness (mm) |  | 260 | [5 empty] | (mm) |  |  | R-value | [6 empty] | insulation | R-value |  |  |  |  | 0 |  | 4 | 126.4559 | 1 | 340 | 0.045 | 4 | 126.4559 | 126.4559 | 0 | 0 | 503.6397 | 107403.1029 | 2.5187 | 62.97% | 37.19% | 0.035491 | 0.28066 | 1.1264 | 3.5513 | 1.1264 | 3.5513 | 96.4463 | 5.1531
5 | E | 0 | 9 | 000000000 | 00000000000000000000000000000000001100100110001110101000011001100010101000001 | 000000 | 0 | A | 9 | AAAAADJjqGYqC | A | TRUE | 0 | 000000 | 0000000000000000000000000011001001100011101010000110011000101010000010 | 000000000 | 0 | Cntrl7 | [47 empty] | material thermal |  |  |  |  | ------------- | = | 0.065 | thermal conductivity (W/m.K) | [20 empty] | 5 | 126.8199 | 1 | 340 | 0.045 | 5 | 126.8199 | 126.8199 | 0 | 0 | 630.4596 | 107276.647 | 3.1457 | 62.91% | 37.3% | 0.035516 | 0.28005 | 1.4064 | 3.5552 | 1.4064 | 3.5552 | 96.1657 | 5.1578
6 | F | 0 | 7 | 0000000 | 00000000000000000000000000001100100110001110101000011001100010101000001 | 000000 | 0 | A | 7 | AAAADJjqGYqC | A | TRUE | 0 | 000000 | 0000000000000000011001001100011101010000110011000101010000010 | 0000000 | 0 | Cntrl8 | [47 empty] | conductivity |  |  | R-value (m2.K/W) |  | 4 | [5 empty] | mean thickness (mm) |  | 215.5606 | mean conductivity (W/m.K) |  | 0.041945 | mean thickness (mm) |  |  | mean conductivity (W/m.K) | mean thickness (mm) |  |  | mean conductivity (W/m.K) |  |  | 1 |  | 6 | 127.1838 | 1 | 340 | 0.045 | 6 | 127.1838 | 127.1838 | 0 | 0 | 757.6434 | 107149.8272 | 3.7716 | 62.86% | 37.41% | 0.03554 | 0.27944 | 1.6858 | 3.559 | 1.6858 | 3.559 | 95.8856 | 5.1624
7 | G | 0 | 9 | 000000000 | 00000000000000000000001100100110001110101000011001100010101000001 | 000000 | 0 | A | 9 | AAADJjqGYqC | A | TRUE | 0 | 000000 | 000000000011001001100011101010000110011000101010000010 | 000000000 | 0 | Cntrl5 | [73 empty] | 1 | 0.24 | 0.24 | 7 | 127.5478 | 1 | 340 | 0.045 | 7 | 127.5478 | 127.5478 | 0 | 0 | 885.1912 | 107022.6433 | 4.3965 | 62.81% | 37.51% | 0.035565 | 0.27883 | 1.9647 | 3.5629 | 1.9647 | 3.5629 | 95.6062 | 5.167
8 | H | 201 | 9 | 011001001 | 00000000000000001100100110001110101000011001100010101000001 | 000000 | 0 | A | 9 | AADJjqGYqC | A | TRUE | 0 | 000000 | 011001001100011101010000110011000101010000010 | 011001001 | 201 | Cntrl4 | [53 empty] | The lowest point is the thinest the insulation will be and does not include the allowance for at least 25mm clearance for ventilation. The loft restriant of the insulation must also allow for that 25mm ventilation clearance using an insulation baffle or by using suitably sized & shaped rigid insulation. | [19 empty] | 0 | 0 | 0.3 | 8 | 127.9118 | 1 | 340 | 0.045 | 8 | 127.9118 | 127.9118 | 0 | 0 | 1013.1029 | 106895.0956 | 5.0203 | 62.75% | 37.62% | 0.035589 | 0.27823 | 2.2429 | 3.5668 | 2.2429 | 3.5668 | 95.3273 | 5.1717
9 | I | 71 | 7 | 1000111 | 00000000001100100110001110101000011001100010101000001 | 000000 | 0 | A | 7 | ADJjqGYqC | A | TRUE | 0 | 000000 | 100011101010000110011000101010000010 | 1000111 | 71 | Cntrl2 | [46 empty] | FALSE |  | roof / baffle angle (degrees) |  |  | 20 | 20 | [5 empty] | Minimum insulation R-value |  |  |  | 3.5396 | m2.K/W | Maximum compression |  |  | 63.13% | [5 empty] | 0 | 0 | 0 | 9 | 128.2757 | 1 | 340 | 0.045 | 9 | 128.2757 | 128.2757 | 0 | 0 | 1141.3787 | 106767.1838 | 5.643 | 62.7% | 37.73% | 0.035613 | 0.27763 | 2.5205 | 3.5707 | 2.5205 | 3.5707 | 95.0491 | 5.1763
10 | J | 161 | 9 | 010100001 | 00001100100110001110101000011001100010101000001 | 000011 | 3 | D | 9 | DJjqGYqC | D | TRUE | 3 | 000011 | 01010000110011000101010000010 | 010100001 | 161 | Cntrl3 | [76 empty] | 10 | 128.6397 | 1 | 340 | 0.045 | 10 | 128.6397 | 128.6397 | 0 | 0 | 1270.0184 | 106638.9081 | 6.2647 | 62.65% | 37.84% | 0.035638 | 0.27703 | 2.7976 | 3.5745 | 2.7976 | 3.5745 | 94.7715 | 5.1809
11 | K | 76 | 7 | 1001100 | 00100110001110101000011001100010101000001 | 001001 | 9 | J | 7 | JjqGYqC | J | TRUE | 9 | 001001 | 10011000101010000010 | 1001100 | 76 | Cntrl1 | [46 empty] | FALSE |  | lowest point (mm) |  |  | 125 | 125 | [20 empty] | -100 | 121.603 |  | 11 | 129.0037 | 1 | 340 | 0.045 | 11 | 129.0037 | 129.0037 | 0 | 0 | 1399.022 | 106510.2684 | 6.8852 | 62.59% | 37.94% | 0.035662 | 0.27644 | 3.074 | 3.5784 | 3.074 | 3.5784 | 94.4944 | 5.1855
12 | L | 21 | 6 | 010101 | 10001110101000011001100010101000001 | 100011 | 35 | j | 6 | jqGYqC | j | FALSE | 35 | 100011 | 0101010000010 | 010101 | 21 | Cntrl6 | [73 empty] | 1200 | 594.7643 |  | 12 | 129.3676 | 1 | 340 | 0.045 | 12 | 129.3676 | 129.3676 | 0 | 0 | 1528.3897 | 106381.2647 | 7.5047 | 62.54% | 38.05% | 0.035686 | 0.27585 | 3.3499 | 3.5822 | 3.3499 | 3.5822 | 94.218 | 5.1901
13 | M | 0 | 2 | 00 | 10101000011001100010101000001 | 101010 | 42 | q | 2 | qGYqC | q | FALSE | 42 | 101010 | 0000010 | 00 | 0 | Cntrl15 | [73 empty] | -100 | 92.603 |  | 13 | 129.7316 | 1 | 340 | 0.045 | 13 | 129.7316 | 129.7316 | 0 | 0 | 1658.1213 | 106251.897 | 8.1232 | 62.49% | 38.16% | 0.03571 | 0.27526 | 3.6251 | 3.5861 | 3.6251 | 3.5861 | 93.9422 | 5.1947
14 | N | 0 | 2 | 00 | 00011001100010101000001 | 000110 | 6 | G | 2 | GYqC | G | TRUE | 6 | 000110 | 00010 | 00 | 0 | Cntrl14 | [47 empty] | Segment 1 | [25 empty] | 1200 | 565.7643 |  | 14 | 130.0956 | 1 | 340 | 0.045 | 14 | 130.0956 | 130.0956 | 0 | 0 | 1788.2169 | 106122.1654 | 8.7405 | 62.43% | 38.26% | 0.035734 | 0.27467 | 3.8998 | 3.5899 | 3.8998 | 3.5899 | 93.6669 | 5.1993
15 | O | 1 | 2 | 01 | 01100010101000001 | 011000 | 24 | Y | 2 | YqC | Y | TRUE | 24 | 011000 | 010 | 01 | 1 | Cntrl13 | [46 empty] | FALSE |  | insulation type |  | 1 | glasswool fibre |  |  | conductivity | 0.045 | 0.045 | W/m.K | [18 empty] | 15 | 130.4596 | 1 | 340 | 0.045 | 15 | 130.4596 | 130.4596 | 0 | 0 | 1918.6764 | 105992.0699 | 9.3568 | 62.38% | 38.37% | 0.035758 | 0.27409 | 4.1739 | 3.5938 | 4.1739 | 3.5938 | 93.3922 | 5.2039
16 | P |  |  |  | 10101000001 | 101010 | 42 | q |  | qC | q | FALSE | 42 | 101010 | [50 empty] | FALSE | [26 empty] | 500 | 0 |  | 16 | 130.8235 | 1 | 340 | 0.045 | 16 | 130.8235 | 130.8235 | 0 | 0 | 2049.5 | 105861.6103 | 9.9721 | 62.33% | 38.48% | 0.035782 | 0.27351 | 4.4474 | 3.5976 | 4.4474 | 3.5976 | 93.1181 | 5.2084
17 | Q |  |  |  | 00001 | 000010 | 2 | C |  | C | C | TRUE | 2 | 000010 | [50 empty] | FALSE |  | thickness (mm) |  |  | 340 | 340 | lofted R-value |  | 7.5556 | m2.K/W | [16 empty] | 500 | 0 |  | 17 | 131.1875 | 1 | 340 | 0.045 | 17 | 131.1875 | 131.1875 | 0 | 0 | 2180.6874 | 105730.7868 | 10.5862 | 62.27% | 38.58% | 0.035806 | 0.27294 | 4.7203 | 3.6014 | 4.7203 | 3.6014 | 92.8446 | 5.213
18 | R | [30 empty] | FALSE | [8 empty] | FALSE | [8 empty] | TRUE | [8 empty] | TRUE |  |  |  |  | FALSE | [27 empty] | 500 | 0 |  | 18 | 131.5515 | 1 | 340 | 0.045 | 18 | 131.5515 | 131.5515 | 0 | 0 | 2312.2389 | 105599.5993 | 11.1993 | 62.22% | 38.69% | 0.035829 | 0.27236 | 4.9927 | 3.6053 | 4.9927 | 3.6053 | 92.5717 | 5.2176
19 | S | [39 empty] | FALSE | [8 empty] | TRUE | [8 empty] | TRUE | [5 empty] | FALSE |  | width (mm) |  |  | 500 | 500 |  | avrg. Compression | 36.47% | max | 63.13% | [15 empty] | 500 | 0 |  | 19 | 131.9154 | 1 | 340 | 0.045 | 19 | 131.9154 | 131.9154 | 0 | 0 | 2444.1543 | 105468.0478 | 11.8113 | 62.16% | 38.8% | 0.035853 | 0.27179 | 5.2645 | 3.6091 | 5.2645 | 3.6091 | 92.2993 | 5.2221
20 | T | [90 empty] | 500 | 0 |  | 20 | 132.2794 | 1 | 340 | 0.045 | 20 | 132.2794 | 132.2794 | 0 | 0 | 2576.4337 | 105336.1324 | 12.4223 | 62.11% | 38.91% | 0.035877 | 0.27122 | 5.5357 | 3.6129 | 5.5357 | 3.6129 | 92.0275 | 5.2267
21 | U | [55 empty] | 0.04549 | 0.045 | 0.045 | [8 empty] | mean insulation R-value | 5.1289 | m2.K/W |  | insulation R-value at lowest point |  |  | 3.5396 | m2.K/W | [15 empty] | 500 | 0 |  | 21 | 132.6434 | 1 | 340 | 0.045 | 21 | 132.6434 | 132.6434 | 0 | 0 | 2709.0771 | 105203.853 | 13.0321 | 62.06% | 39.01% | 0.035901 | 0.27066 | 5.8064 | 3.6167 | 5.8064 | 3.6167 | 91.7563 | 5.2312
22 | V | [27 empty] | baffle angle |  |  | baffle height | 125 |  | edge insul thick | 340 |  | edge insul width | 500 |  | edge insul k | 0.045 |  | 2nd insul thick | 500 |  | 2nd insul width | 10 |  | 2nd insul k | 0 |  | core insul thick | 500 |  | core width | 10 |  | core insul k | 0 |  | select width | 500 | [28 empty] | 500 | 0 |  | 22 | 133.0073 | 1 | 340 | 0.045 | 22 | 133.0073 | 133.0073 | 0 | 0 | 2842.0845 | 105071.2096 | 13.6409 | 62% | 39.12% | 0.035924 | 0.27009 | 6.0765 | 3.6205 | 6.0765 | 3.6205 | 91.4857 | 5.2358
23 | W | [18 empty] | 13 |  |  | 14 |  |  | 15 |  |  | 6 | 20 |  | 1 |  |  | 3 |  |  | 2 |  |  | 4 |  |  | 5 |  |  | 8 |  |  | 7 |  |  | 9 |  |  | 11 |  |  | 10 |  |  | 12 |  |  |  | Segment 2 | [25 empty] | 500 | 0 |  | 23 | 133.3713 | 1 | 340 | 0.045 | 23 | 133.3713 | 133.3713 | 0 | 0 | 2975.4558 | 104938.2023 | 14.2487 | 61.95% | 39.23% | 0.035948 | 0.26953 | 6.346 | 3.6243 | 6.346 | 3.6243 | 91.2156 | 5.2403
24 | X | [17 empty] | 2 | 2 | glasswool fibre | 1 | 1 | 0 | 1 | 1 | 0 | 22 | 22 | 20 | 77 | 77 | 125 | 162 | 162 | 340 | 72 | 72 | 500 | 202 | 202 | 0.045 | 1 | 1 | 0 | 1 | 1 | 0 | 1 | 1 | 0 | 1 | 1 | 0 | 1 | 1 | 0 | 1 | 1 | 0 | 71 | 71 | 500 |  |  |  | insulation type | [5 empty] | conductivity |  |  | W/m.K | [15 empty] | 500 | 0 |  | 24 | 133.7353 | 1 | 340 | 0.045 | 24 | 133.7353 | 133.7353 | 0 | 0 | 3109.1911 | 104804.8309 | 14.8553 | 61.9% | 39.33% | 0.035971 | 0.26897 | 6.615 | 3.6281 | 6.615 | 3.6281 | 90.946 | 5.2449
25 | Y | [18 empty] | 1 |  |  | 1 |  |  | 1 |  |  | 1 |  |  | 1 |  |  | 1 |  |  | 1 |  |  | 1 |  |  | 1 |  |  | 1 |  |  | 1 |  |  | 1 |  |  | 1 |  |  | 1 |  |  | 1 | [29 empty] | 500 | 0 |  | 25 | 134.0993 | 1 | 340 | 0.045 | 25 | 134.0993 | 134.0993 | 0 | 0 | 3243.2903 | 104671.0957 | 15.4609 | 61.84% | 39.44% | 0.035995 | 0.26842 | 6.8834 | 3.6319 | 6.8834 | 3.6319 | 90.6771 | 5.2494
26 | Z | [18 empty] | 2 | glasswool fibre |  | 2 | glasswool fibre |  | 2 | glasswool fibre |  | 2 | 30 |  | 2 | 500 | 500 | 2 | 500 |  | 2 | 1200 | 0.065 | 2 | 0.065 | 500 | 2 | 500 |  | 2 | 1200 | 0.065 | 2 | 0.065 | 500 | 2 | 500 |  | 2 | 1200 | 0.065 | 2 | 0.065 |  | 2 | 500 | 1200 |  |  | thickness (mm) | [24 empty] | 500 | 0 |  | 26 | 134.4632 | 1 | 340 | 0.045 | 26 | 134.4632 | 134.4632 | 0 | 0 | 3377.7536 | 104536.9964 | 16.0654 | 61.79% | 39.55% | 0.036018 | 0.26787 | 7.1512 | 3.6357 | 7.1512 | 3.6357 | 90.4086 | 5.2539
27 | a | [18 empty] | 3 | poly/wool fibre |  | 3 | poly/wool fibre |  | 3 | poly/wool fibre |  | 3 | 29.5 |  | 3 | 495 | 499 | 3 | 499 |  | 3 | 1190 | 0.0649 | 3 | 0.0649 | 499 | 3 | 499 |  | 3 | 1190 | 0.0649 | 3 | 0.0649 | 499 | 3 | 499 |  | 3 | 1190 | 0.0649 | 3 | 0.0649 |  | 3 | 500 | 1190 | [27 empty] | 500 | 400 |  | 27 | 134.8272 | 1 | 340 | 0.045 | 27 | 134.8272 | 134.8272 | 0 | 0 | 3512.5807 | 104402.5332 | 16.6689 | 61.74% | 39.66% | 0.036042 | 0.26732 | 7.4186 | 3.6395 | 7.4186 | 3.6395 | 90.1408 | 5.2584
28 | b | [18 empty] | 4 | Rigid insulation |  | 4 | Rigid foam |  | 4 | Rigid foam |  | 4 | 29 |  | 4 | 490 | 498 | 4 | 498 |  | 4 | 1180 | 0.0648 | 4 | 0.0648 | 498 | 4 | 498 |  | 4 | 1180 | 0.0648 | 4 | 0.0648 | 498 | 4 | 498 |  | 4 | 1180 | 0.0648 | 4 | 0.0648 |  | 4 | 500 | 1180 |  |  | width (mm) | [24 empty] | 0 | 400 |  | 28 | 135.1912 | 1 | 340 | 0.045 | 28 | 135.1912 | 135.1912 | 0 | 0 | 3647.7719 | 104267.706 | 17.2713 | 61.68% | 39.76% | 0.036065 | 0.26677 | 7.6853 | 3.6433 | 7.6853 | 3.6433 | 89.8735 | 5.263
29 | c | [27 empty] | 5 | 28.5 |  | 5 | 485 | 497 | 5 | 497 |  | 5 | 1170 | 0.0647 | 5 | 0.0647 | 497 | 5 | 497 |  | 5 | 1170 | 0.0647 | 5 | 0.0647 | 497 | 5 | 497 |  | 5 | 1170 | 0.0647 | 5 | 0.0647 |  | 5 | 500 | 1170 | [27 empty] | 500 | 400 |  | 29 | 135.5551 | 1 | 340 | 0.045 | 29 | 135.5551 | 135.5551 | 0 | 0 | 3783.3271 | 104132.5148 | 17.8726 | 61.63% | 39.87% | 0.036088 | 0.26623 | 7.9516 | 3.6471 | 7.9516 | 3.6471 | 89.6067 | 5.2675
30 | d | [25 empty] | 500 |  | 6 | 28 |  | 6 | 480 | 496 | 6 | 496 |  | 6 | 1160 | 0.0646 | 6 | 0.0646 | 496 | 6 | 496 |  | 6 | 1160 | 0.0646 | 6 | 0.0646 | 496 | 6 | 496 |  | 6 | 1160 | 0.0646 | 6 | 0.0646 |  | 6 | 500 | 1160 | [30 empty] | 30 | 135.9191 | 1 | 340 | 0.045 | 30 | 135.9191 | 135.9191 | 0 | 0 | 3919.2462 | 103996.9597 | 18.4728 | 61.58% | 39.98% | 0.036111 | 0.26568 | 8.2172 | 3.6509 | 8.2172 | 3.6509 | 89.3405 | 5.272
31 | e | [27 empty] | 7 | 27.5 |  | 7 | 475 | 495 | 7 | 495 |  | 7 | 1150 | 0.0645 | 7 | 0.0645 | 495 | 7 | 495 |  | 7 | 1150 | 0.0645 | 7 | 0.0645 | 495 | 7 | 495 |  | 7 | 1150 | 0.0645 | 7 | 0.0645 |  | 7 | 500 | 1150 | [27 empty] | 500 | 0 |  | 31 | 136.2831 | 1 | 340 | 0.045 | 31 | 136.2831 | 136.2831 | 0 | 0 | 4055.5292 | 103861.0406 | 19.072 | 61.52% | 40.08% | 0.036135 | 0.26514 | 8.4824 | 3.6546 | 8.4824 | 3.6546 | 89.0748 | 5.2765
32 | f | [27 empty] | 8 | 27 |  | 8 | 470 | 494 | 8 | 494 |  | 8 | 1140 | 0.0644 | 8 | 0.0644 | 494 | 8 | 494 |  | 8 | 1140 | 0.0644 | 8 | 0.0644 | 494 | 8 | 494 |  | 8 | 1140 | 0.0644 | 8 | 0.0644 |  | 8 | 500 | 1140 |  | Segment 3 | [25 empty] | 500 | 306.9851 |  | 32 | 136.647 | 1 | 340 | 0.045 | 32 | 136.647 | 136.647 | 0 | 0 | 4192.1763 | 103724.7575 | 19.6701 | 61.47% | 40.19% | 0.036158 | 0.26461 | 8.747 | 3.6584 | 8.747 | 3.6584 | 88.8096 | 5.281
33 | g | [27 empty] | 9 | 26.5 |  | 9 | 465 | 493 | 9 | 493 |  | 9 | 1130 | 0.0643 | 9 | 0.0643 | 493 | 9 | 493 |  | 9 | 1130 | 0.0643 | 9 | 0.0643 | 493 | 9 | 493 |  | 9 | 1130 | 0.0643 | 9 | 0.0643 |  | 9 | 500 | 1130 |  |  | insulation type | [5 empty] | conductivity |  |  | W/m.K | [18 empty] | 33 | 137.011 | 1 | 340 | 0.045 | 33 | 137.011 | 137.011 | 0 | 0 | 4329.1873 | 103588.1104 | 20.2671 | 61.42% | 40.3% | 0.036181 | 0.26407 | 9.0111 | 3.6622 | 9.0111 | 3.6622 | 88.545 | 5.2854
34 | h |  |  |  | Roof edge insulation | [13 empty] | angle |  | 20 | 0.36397 |  |  | 0 |  |  |  | 10 | 26 |  | 10 | 460 | 492 | 10 | 492 |  | 10 | 1120 | 0.0642 | 10 | 0.0642 | 492 | 10 | 492 |  | 10 | 1120 | 0.0642 | 10 | 0.0642 | 492 | 10 | 492 |  | 10 | 1120 | 0.0642 | 10 | 0.0642 |  | 10 | 500 | 1120 | [27 empty] | 0 | 0 |  | 34 | 137.375 | 1 | 340 | 0.045 | 34 | 137.375 | 137.375 | 0 | 0 | 4466.5623 | 103451.0994 | 20.8631 | 61.36% | 40.4% | 0.036204 | 0.26354 | 9.2746 | 3.6659 | 9.2746 | 3.6659 | 88.281 | 5.2899
35 | i |  |  |  | reference | jAAAAAAAADJjqGYqC | [12 empty] | height |  | 125 |  |  | 1 | 1 | don't set |  |  | 11 | 25.5 |  | 11 | 455 | 491 | 11 | 491 |  | 11 | 1110 | 0.0641 | 11 | 0.0641 | 491 | 11 | 491 |  | 11 | 1110 | 0.0641 | 11 | 0.0641 | 491 | 11 | 491 |  | 11 | 1110 | 0.0641 | 11 | 0.0641 |  | 11 | 500 | 1110 |  |  | thickness (mm) | [24 empty] | 0 | 125 |  | 35 | 137.739 | 1 | 340 | 0.045 | 35 | 137.739 | 137.739 | 0 | 0 | 4604.3012 | 103313.7244 | 21.4579 | 61.31% | 40.51% | 0.036227 | 0.26301 | 9.5376 | 3.6697 | 9.5376 | 3.6697 | 88.0174 | 5.2944
36 | j |  |  |  | roof / baffle angle (degrees) | 20 | [12 empty] | middle width |  | 500 |  |  |  | 1 | don't set |  |  | 12 | 25 |  | 12 | 450 | 490 | 12 | 490 |  | 12 | 1100 | 0.064 | 12 | 0.064 | 490 | 12 | 490 |  | 12 | 1100 | 0.064 | 12 | 0.064 | 490 | 12 | 490 |  | 12 | 1100 | 0.064 | 12 | 0.064 |  | 12 | 500 | 1100 | [30 empty] | 36 | 138.1029 | 1 | 340 | 0.045 | 36 | 138.1029 | 138.1029 | 0 | 0 | 4742.4042 | 103175.9855 | 22.0518 | 61.25% | 40.62% | 0.03625 | 0.26248 | 9.8001 | 3.6734 | 9.8001 | 3.6734 | 87.7544 | 5.2989
37 | k |  |  |  | lowest point (mm) | 125 | [12 empty] | total width |  | 500 |  |  |  | 2 | set |  |  | 13 | 24.5 |  | 13 | 445 | 489 | 13 | 489 |  | 13 | 1090 | 0.0639 | 13 | 0.0639 | 489 | 13 | 489 |  | 13 | 1090 | 0.0639 | 13 | 0.0639 | 489 | 13 | 489 |  | 13 | 1090 | 0.0639 | 13 | 0.0639 |  | 13 | 500 | 1090 |  |  | width (mm) | [24 empty] | 5 | 0 |  | 37 | 138.4669 | 1 | 340 | 0.045 | 37 | 138.4669 | 138.4669 | 0 | 0 | 4880.8711 | 103037.8825 | 22.6445 | 61.2% | 40.73% | 0.036273 | 0.26196 | 10.0621 | 3.6772 | 10.0621 | 3.6772 | 87.4919 | 5.3033
38 | l |  |  |  | insulation type | glasswool fibre | [22 empty] | 14 | 24 |  | 14 | 440 | 488 | 14 | 488 |  | 14 | 1080 | 0.0638 | 14 | 0.0638 | 488 | 14 | 488 |  | 14 | 1080 | 0.0638 | 14 | 0.0638 | 488 | 14 | 488 |  | 14 | 1080 | 0.0638 | 14 | 0.0638 |  | 14 | 500 | 1080 | [27 empty] | 5 | 10 |  | 38 | 138.8309 | 1 | 340 | 0.045 | 38 | 138.8309 | 138.8309 | 0 | 0 | 5019.7019 | 102899.4157 | 23.2362 | 61.15% | 40.83% | 0.036296 | 0.26144 | 10.3235 | 3.6809 | 10.3235 | 3.6809 | 87.23 | 5.3078
39 | m |  |  |  | lofted R-value | 7.5556 | [22 empty] | 15 | 23.5 |  | 15 | 435 | 487 | 15 | 487 |  | 15 | 1070 | 0.0637 | 15 | 0.0637 | 487 | 15 | 487 |  | 15 | 1070 | 0.0637 | 15 | 0.0637 | 487 | 15 | 487 |  | 15 | 1070 | 0.0637 | 15 | 0.0637 |  | 15 | 500 | 1070 | [30 empty] | 39 | 139.1948 | 1 | 340 | 0.045 | 39 | 139.1948 | 139.1948 | 0 | 0 | 5158.8968 | 102760.5848 | 23.8268 | 61.09% | 40.94% | 0.036318 | 0.26092 | 10.5844 | 3.6847 | 10.5844 | 3.6847 | 86.9685 | 5.3123
40 | n |  |  |  | thickness (mm) | 340 | [22 empty] | 16 | 23 |  | 16 | 430 | 486 | 16 | 486 |  | 16 | 1060 | 0.0636 | 16 | 0.0636 | 486 | 16 | 486 |  | 16 | 1060 | 0.0636 | 16 | 0.0636 | 486 | 16 | 486 |  | 16 | 1060 | 0.0636 | 16 | 0.0636 |  | 16 | 500 | 1060 | [27 empty] | 5 | 585 |  | 40 | 139.5588 | 1 | 340 | 0.045 | 40 | 139.5588 | 139.5588 | 0 | 0 | 5298.4556 | 102621.3899 | 24.4163 | 61.04% | 41.05% | 0.036341 | 0.2604 | 10.8448 | 3.6884 | 10.8448 | 3.6884 | 86.7076 | 5.3167
41 | o |  |  |  | width (mm) | 500 | [22 empty] | 17 | 22.5 |  | 17 | 425 | 485 | 17 | 485 |  | 17 | 1050 | 0.0635 | 17 | 0.0635 | 485 | 17 | 485 |  | 17 | 1050 | 0.0635 | 17 | 0.0635 | 485 | 17 | 485 |  | 17 | 1050 | 0.0635 | 17 | 0.0635 |  | 17 | 500 | 1050 |  | Insulation R-values at the lowest point that are less than or equal to R 3.3 are highlighted in red because the construction R-value at that point (when the framing cladding & lining are also included), may well be less than R 3.3 | [25 empty] | 5 | 595 |  | 41 | 139.9228 | 1 | 340 | 0.045 | 41 | 139.9228 | 139.9228 | 0 | 0 | 5438.3784 | 102481.8311 | 25.0048 | 60.99% | 41.15% | 0.036364 | 0.25989 | 11.1047 | 3.6921 | 11.1047 | 3.6921 | 86.4472 | 5.3212
42 | p |  |  |  | ---------- | ---------- | [22 empty] | 18 | 22 |  | 18 | 420 | 484 | 18 | 484 |  | 18 | 1040 | 0.0634 | 18 | 0.0634 | 484 | 18 | 484 |  | 18 | 1040 | 0.0634 | 18 | 0.0634 | 484 | 18 | 484 |  | 18 | 1040 | 0.0634 | 18 | 0.0634 |  | 18 | 500 | 1040 | [27 empty] | 495 | 595 |  | 42 | 140.2867 | 1 | 340 | 0.045 | 42 | 140.2867 | 140.2867 | 0 | 0 | 5578.6651 | 102341.9084 | 25.5922 | 60.93% | 41.26% | 0.036387 | 0.25937 | 11.3641 | 3.6959 | 11.3641 | 3.6959 | 86.1873 | 5.3256
43 | q |  |  |  | ---------- | ---------- | [22 empty] | 19 | 21.5 |  | 19 | 415 | 483 | 19 | 483 |  | 19 | 1030 | 0.0633 | 19 | 0.0633 | 483 | 19 | 483 |  | 19 | 1030 | 0.0633 | 19 | 0.0633 | 483 | 19 | 483 |  | 19 | 1030 | 0.0633 | 19 | 0.0633 |  | 19 | 500 | 1030 | [27 empty] | 495 | 585 |  | 43 | 140.6507 | 1 | 340 | 0.045 | 43 | 140.6507 | 140.6507 | 0 | 0 | 5719.3158 | 102201.6216 | 26.1785 | 60.88% | 41.37% | 0.036409 | 0.25886 | 11.6229 | 3.6996 | 11.6229 | 3.6996 | 85.9279 | 5.33
44 | r |  |  |  | ---------- | ---------- | [22 empty] | 20 | 21 |  | 20 | 410 | 482 | 20 | 482 |  | 20 | 1020 | 0.0632 | 20 | 0.0632 | 482 | 20 | 482 |  | 20 | 1020 | 0.0632 | 20 | 0.0632 | 482 | 20 | 482 |  | 20 | 1020 | 0.0632 | 20 | 0.0632 |  | 20 | 500 | 1020 | [30 empty] | 44 | 141.0147 | 1 | 340 | 0.045 | 44 | 141.0147 | 141.0147 | 0 | 0 | 5860.3305 | 102060.9709 | 26.7637 | 60.83% | 41.47% | 0.036432 | 0.25835 | 11.8813 | 3.7033 | 11.8813 | 3.7033 | 85.6691 | 5.3345
45 | s |  |  |  | ---------- | ---------- | [22 empty] | 21 | 20.5 |  | 21 | 405 | 481 | 21 | 481 |  | 21 | 1010 | 0.0631 | 21 | 0.0631 | 481 | 21 | 481 |  | 21 | 1010 | 0.0631 | 21 | 0.0631 | 481 | 21 | 481 |  | 21 | 1010 | 0.0631 | 21 | 0.0631 |  | 21 | 500 | 1010 | [27 empty] | 495 | 10 |  | 45 | 141.3787 | 1 | 340 | 0.045 | 45 | 141.3787 | 141.3787 | 0 | 0 | 6001.7092 | 101919.9562 | 27.3479 | 60.77% | 41.58% | 0.036454 | 0.25785 | 12.1391 | 3.707 | 12.1391 | 3.707 | 85.4107 | 5.3389
46 | t |  |  |  | ---------- | ---------- | [22 empty] | 22 | 20 |  | 22 | 400 | 480 | 22 | 480 |  | 22 | 1000 | 0.063 | 22 | 0.063 | 480 | 22 | 480 |  | 22 | 1000 | 0.063 | 22 | 0.063 | 480 | 22 | 480 |  | 22 | 1000 | 0.063 | 22 | 0.063 |  | 22 | 500 | 1000 | [27 empty] | 495 | 0 |  | 46 | 141.7426 | 1 | 340 | 0.045 | 46 | 141.7426 | 141.7426 | 0 | 0 | 6143.4518 | 101778.5775 | 27.931 | 60.72% | 41.69% | 0.036477 | 0.25735 | 12.3965 | 3.7107 | 12.3965 | 3.7107 | 85.1529 | 5.3433
47 | u |  |  |  | ---------- | ---------- | [22 empty] | 23 | 19.5 |  | 23 | 395 | 479 | 23 | 479 |  | 23 | 990 | 0.0629 | 23 | 0.0629 | 479 | 23 | 479 |  | 23 | 990 | 0.0629 | 23 | 0.0629 | 479 | 23 | 479 |  | 23 | 990 | 0.0629 | 23 | 0.0629 |  | 23 | 500 | 990 | [30 empty] | 47 | 142.1066 | 1 | 340 | 0.045 | 47 | 142.1066 | 142.1066 | 0 | 0 | 6285.5584 | 101636.8349 | 28.5131 | 60.67% | 41.8% | 0.036499 | 0.25684 | 12.6533 | 3.7144 | 12.6533 | 3.7144 | 84.8955 | 5.3477
48 | v |  |  |  | ---------- | ---------- | [22 empty] | 24 | 19 |  | 24 | 390 | 478 | 24 | 478 |  | 24 | 980 | 0.0628 | 24 | 0.0628 | 478 | 24 | 478 |  | 24 | 980 | 0.0628 | 24 | 0.0628 | 478 | 24 | 478 |  | 24 | 980 | 0.0628 | 24 | 0.0628 |  | 24 | 500 | 980 | [27 empty] | 505 | 0 |  | 48 | 142.4706 | 1 | 340 | 0.045 | 48 | 142.4706 | 142.4706 | 0 | 0 | 6428.029 | 101494.7283 | 29.094 | 60.61% | 41.9% | 0.036522 | 0.25635 | 12.9097 | 3.7181 | 12.9097 | 3.7181 | 84.6387 | 5.3522
49 | w |  |  |  | ---------- | ---------- | [22 empty] | 25 | 18.5 |  | 25 | 385 | 477 | 25 | 477 |  | 25 | 970 | 0.0627 | 25 | 0.0627 | 477 | 25 | 477 |  | 25 | 970 | 0.0627 | 25 | 0.0627 | 477 | 25 | 477 |  | 25 | 970 | 0.0627 | 25 | 0.0627 |  | 25 | 500 | 970 | [27 empty] | 505 | 10 |  | 49 | 142.8345 | 1 | 340 | 0.045 | 49 | 142.8345 | 142.8345 | 0 | 0 | 6570.8635 | 101352.2577 | 29.6739 | 60.56% | 42.01% | 0.036544 | 0.25585 | 13.1655 | 3.7218 | 13.1655 | 3.7218 | 84.3823 | 5.3566
50 | x |  |  |  | Width | 500 | [22 empty] | 26 | 18 |  | 26 | 380 | 476 | 26 | 476 |  | 26 | 960 | 0.0626 | 26 | 0.0626 | 476 | 26 | 476 |  | 26 | 960 | 0.0626 | 26 | 0.0626 | 476 | 26 | 476 |  | 26 | 960 | 0.0626 | 26 | 0.0626 |  | 26 | 500 | 960 | [30 empty] | 50 | 143.1985 | 1 | 340 | 0.045 | 50 | 143.1985 | 143.1985 | 0 | 0 | 6714.062 | 101209.4232 | 30.2528 | 60.51% | 42.12% | 0.036566 | 0.25535 | 13.4209 | 3.7255 | 13.4209 | 3.7255 | 84.1265 | 5.361
51 | y |  |  |  | R-value | 5.1392 | [22 empty] | 27 | 17.5 |  | 27 | 375 | 475 | 27 | 475 |  | 27 | 950 | 0.0625 | 27 | 0.0625 | 475 | 27 | 475 |  | 27 | 950 | 0.0625 | 27 | 0.0625 | 475 | 27 | 475 |  | 27 | 950 | 0.0625 | 27 | 0.0625 |  | 27 | 500 | 950 | [27 empty] | 505 | 585 |  | 51 | 143.5625 | 1 | 340 | 0.045 | 51 | 143.5625 | 143.5625 | 0 | 0 | 6857.6245 | 101066.2247 | 30.8305 | 60.45% | 42.22% | 0.036589 | 0.25486 | 13.6757 | 3.7292 | 13.6757 | 3.7292 | 83.8711 | 5.3654
52 | z |  |  |  | ---------- | ---------- | [22 empty] | 28 | 17 |  | 28 | 370 | 474 | 28 | 474 |  | 28 | 940 | 0.0624 | 28 | 0.0624 | 474 | 28 | 474 |  | 28 | 940 | 0.0624 | 28 | 0.0624 | 474 | 28 | 474 |  | 28 | 940 | 0.0624 | 28 | 0.0624 |  | 28 | 500 | 940 | [27 empty] | 505 | 595 |  | 52 | 143.9265 | 1 | 340 | 0.045 | 52 | 143.9265 | 143.9265 | 0 | 0 | 7001.551 | 100922.6622 | 31.4072 | 60.4% | 42.33% | 0.036611 | 0.25437 | 13.9301 | 3.7329 | 13.9301 | 3.7329 | 83.6163 | 5.3698
53 | 0 |  |  |  | ---------- | ---------- | [22 empty] | 29 | 16.5 |  | 29 | 365 | 473 | 29 | 473 |  | 29 | 930 | 0.0623 | 29 | 0.0623 | 473 | 29 | 473 |  | 29 | 930 | 0.0623 | 29 | 0.0623 | 473 | 29 | 473 |  | 29 | 930 | 0.0623 | 29 | 0.0623 |  | 29 | 500 | 930 | [27 empty] | 495 | 595 |  | 53 | 144.2904 | 1 | 340 | 0.045 | 53 | 144.2904 | 144.2904 | 0 | 0 | 7145.8414 | 100778.7357 | 31.9828 | 60.34% | 42.44% | 0.036633 | 0.25389 | 14.184 | 3.7366 | 14.184 | 3.7366 | 83.3619 | 5.3742
54 | 1 | [27 empty] | 30 | 16 |  | 30 | 360 | 472 | 30 | 472 |  | 30 | 920 | 0.0622 | 30 | 0.0622 | 472 | 30 | 472 |  | 30 | 920 | 0.0622 | 30 | 0.0622 | 472 | 30 | 472 |  | 30 | 920 | 0.0622 | 30 | 0.0622 |  | 30 | 500 | 920 | [27 empty] | 495 | 585 |  | 54 | 144.6544 | 1 | 340 | 0.045 | 54 | 144.6544 | 144.6544 | 0 | 0 | 7290.4958 | 100634.4453 | 32.5574 | 60.29% | 42.55% | 0.036655 | 0.2534 | 14.4374 | 3.7403 | 14.4374 | 3.7403 | 83.108 | 5.3785
55 | 2 | [27 empty] | 31 | 15.5 |  | 31 | 355 | 471 | 31 | 471 |  | 31 | 910 | 0.0621 | 31 | 0.0621 | 471 | 31 | 471 |  | 31 | 910 | 0.0621 | 31 | 0.0621 | 471 | 31 | 471 |  | 31 | 910 | 0.0621 | 31 | 0.0621 |  | 31 | 500 | 910 | [30 empty] | 55 | 145.0184 | 1 | 340 | 0.045 | 55 | 145.0184 | 145.0184 | 0 | 0 | 7435.5142 | 100489.7909 | 33.1308 | 60.24% | 42.65% | 0.036677 | 0.25292 | 14.6903 | 3.744 | 14.6903 | 3.744 | 82.8546 | 5.3829
56 | 3 | [27 empty] | 32 | 15 |  | 32 | 350 | 470 | 32 | 470 |  | 32 | 900 | 0.062 | 32 | 0.062 | 470 | 32 | 470 |  | 32 | 900 | 0.062 | 32 | 0.062 | 470 | 32 | 470 |  | 32 | 900 | 0.062 | 32 | 0.062 |  | 32 | 500 | 900 |  | For a two insulation layer system use the total insulation thickness and assuse a common conductivity value. The estimation of the compressed R-value will be more accurate if the material of the two layers is the same , i.e. same density and same conductivity. | [25 empty] | 495 | 10 |  | 56 | 145.3823 | 1 | 340 | 0.045 | 56 | 145.3823 | 145.3823 | 0 | 0 | 7580.8965 | 100344.7726 | 33.7032 | 60.18% | 42.76% | 0.0367 | 0.25243 | 14.9428 | 3.7476 | 14.9428 | 3.7476 | 82.6017 | 5.3873
57 | 4 | [27 empty] | 33 | 14.5 |  | 33 | 345 | 469 | 33 | 469 |  | 33 | 890 | 0.0619 | 33 | 0.0619 | 469 | 33 | 469 |  | 33 | 890 | 0.0619 | 33 | 0.0619 | 469 | 33 | 469 |  | 33 | 890 | 0.0619 | 33 | 0.0619 |  | 33 | 500 | 890 |  | Check with the insulation supplier if the insulation materials is O.K to be compressed inservice, especially if it will be compressed for more than half of its uncompressed thickness. | [25 empty] | 495 | 0 |  | 57 | 145.7463 | 1 | 340 | 0.045 | 57 | 145.7463 | 145.7463 | 0 | 0 | 7726.6428 | 100199.3902 | 34.2746 | 60.13% | 42.87% | 0.036722 | 0.25196 | 15.1947 | 3.7513 | 15.1947 | 3.7513 | 82.3493 | 5.3917
58 | 5 | [27 empty] | 34 | 14 |  | 34 | 340 | 468 | 34 | 468 |  | 34 | 880 | 0.0618 | 34 | 0.0618 | 468 | 34 | 468 |  | 34 | 880 | 0.0618 | 34 | 0.0618 | 468 | 34 | 468 |  | 34 | 880 | 0.0618 | 34 | 0.0618 |  | 34 | 500 | 880 |  | This spreadsheet is not intended to replace more detailed and specific design information from the insulation supplier such as choice of suitable products and their installation methods. | [28 empty] | 58 | 146.1103 | 1 | 340 | 0.045 | 58 | 146.1103 | 146.1103 | 0 | 0 | 7872.7531 | 100053.6439 | 34.8448 | 60.08% | 42.97% | 0.036744 | 0.25148 | 15.4462 | 3.755 | 15.4462 | 3.755 | 82.0973 | 5.396
59 | 6 | [27 empty] | 35 | 13.5 |  | 35 | 335 | 467 | 35 | 467 |  | 35 | 870 | 0.0617 | 35 | 0.0617 | 467 | 35 | 467 |  | 35 | 870 | 0.0617 | 35 | 0.0617 | 467 | 35 | 467 |  | 35 | 870 | 0.0617 | 35 | 0.0617 |  | 35 | 500 | 870 | [28 empty] | 50 |  | 59 | 146.4742 | 1 | 340 | 0.045 | 59 | 146.4742 | 146.4742 | 0 | 0 | 8019.2273 | 99907.5337 | 35.414 | 60.02% | 43.08% | 0.036765 | 0.251 | 15.6972 | 3.7586 | 15.6972 | 3.7586 | 81.8458 | 5.4004
60 | 7 | [27 empty] | 36 | 13 |  | 36 | 330 | 466 | 36 | 466 |  | 36 | 860 | 0.0616 | 36 | 0.0616 | 466 | 36 | 466 |  | 36 | 860 | 0.0616 | 36 | 0.0616 | 466 | 36 | 466 |  | 36 | 860 | 0.0616 | 36 | 0.0616 |  | 36 | 500 | 860 |  | A two layer system that uses an uncompressed bottom layer of insulation could be calculated by subtraction off the thickness of the first layer, calculating the R-value of the compressed second layer, then adding the two R-value together. | [25 empty] | 0 | 145 |  | 60 | 146.8382 | 1 | 340 | 0.045 | 60 | 146.8382 | 146.8382 | 0 | 0 | 8166.0655 | 99761.0594 | 35.9822 | 59.97% | 43.19% | 0.036787 | 0.25053 | 15.9477 | 3.7623 | 15.9477 | 3.7623 | 81.5948 | 5.4048
61 | 8 | [27 empty] | 37 | 12.5 |  | 37 | 325 | 465 | 37 | 465 |  | 37 | 850 | 0.0615 | 37 | 0.0615 | 465 | 37 | 465 |  | 37 | 850 | 0.0615 | 37 | 0.0615 | 465 | 37 | 465 |  | 37 | 850 | 0.0615 | 37 | 0.0615 |  | 37 | 500 | 850 |  | If the bottom layer is evenly compressed then it can be calculated sepeately by creating a copy of the sheet and setting the roof angle to zero. This would require knowledge of how much the bottom layer will be compressed. | [25 empty] | 1100 | 545.3673 |  | 61 | 147.2022 | 1 | 340 | 0.045 | 61 | 147.2022 | 147.2022 | 0 | 0 | 8313.2677 | 99614.2212 | 36.5492 | 59.92% | 43.29% | 0.036809 | 0.25006 | 16.1978 | 3.7659 | 16.1978 | 3.7659 | 81.3443 | 5.4091
62 | 9 | [27 empty] | 38 | 12 |  | 38 | 320 | 464 | 38 | 464 |  | 38 | 840 | 0.0614 | 38 | 0.0614 | 464 | 38 | 464 |  | 38 | 840 | 0.0614 | 38 | 0.0614 | 464 | 38 | 464 |  | 38 | 840 | 0.0614 | 38 | 0.0614 |  | 38 | 500 | 840 | [27 empty] | -100 | 195 |  | 62 | 147.5662 | 1 | 340 | 0.045 | 62 | 147.5662 | 147.5662 | 0 | 0 | 8460.8339 | 99467.019 | 37.1152 | 59.86% | 43.4% | 0.036831 | 0.24959 | 16.4474 | 3.7696 | 16.4474 | 3.7696 | 81.0942 | 5.4135
63 | + | [27 empty] | 39 | 11.5 |  | 39 | 315 | 463 | 39 | 463 |  | 39 | 830 | 0.0613 | 39 | 0.0613 | 463 | 39 | 463 |  | 39 | 830 | 0.0613 | 39 | 0.0613 | 463 | 39 | 463 |  | 39 | 830 | 0.0613 | 39 | 0.0613 |  | 39 | 500 | 830 | [27 empty] | 1200 | 595.3673 |  | 63 | 147.9301 | 1 | 340 | 0.045 | 63 | 147.9301 | 147.9301 | 0 | 0 | 8608.764 | 99319.4529 | 37.6801 | 59.81% | 43.51% | 0.036853 | 0.24912 | 16.6965 | 3.7732 | 16.6965 | 3.7732 | 80.8446 | 5.4178
64 | / | [27 empty] | 40 | 11 |  | 40 | 310 | 462 | 40 | 462 |  | 40 | 820 | 0.0612 | 40 | 0.0612 | 462 | 40 | 462 |  | 40 | 820 | 0.0612 | 40 | 0.0612 | 462 | 40 | 462 |  | 40 | 820 | 0.0612 | 40 | 0.0612 |  | 40 | 500 | 820 |  | The conductivity calculated in the top display box can be copied and pasted over the pull-down selection of conductivity for a segment. After copying, select all of the number in the target box and paste. | [28 empty] | 64 | 148.2941 | 1 | 340 | 0.045 | 64 | 148.2941 | 148.2941 | 0 | 0 | 8757.0581 | 99171.5227 | 38.2439 | 59.76% | 43.62% | 0.036875 | 0.24866 | 16.9452 | 3.7769 | 16.9452 | 3.7769 | 80.5955 | 5.4221
65 | = | [27 empty] | 41 | 10.5 |  | 41 | 305 | 461 | 41 | 461 |  | 41 | 810 | 0.0611 | 41 | 0.0611 | 461 | 41 | 461 |  | 41 | 810 | 0.0611 | 41 | 0.0611 | 461 | 41 | 461 |  | 41 | 810 | 0.0611 | 41 | 0.0611 |  | 41 | 500 | 810 |  | This can also be done with the thickness entered into the top entry box. | [25 empty] | 0 | 0 |  | 65 | 148.6581 | 1 | 340 | 0.045 | 65 | 148.6581 | 148.6581 | 0 | 0 | 8905.7162 | 99023.2286 | 38.8067 | 59.7% | 43.72% | 0.036896 | 0.2482 | 17.1933 | 3.7805 | 17.1933 | 3.7805 | 80.3469 | 5.4265
[29 empty] | 42 | 10 |  | 42 | 300 | 460 | 42 | 460 |  | 42 | 800 | 0.061 | 42 | 0.061 | 460 | 42 | 460 |  | 42 | 800 | 0.061 | 42 | 0.061 | 460 | 42 | 460 |  | 42 | 800 | 0.061 | 42 | 0.061 |  | 42 | 500 | 800 | [27 empty] | 1200 | 0 |  | 66 | 149.022 | 1 | 340 | 0.045 | 66 | 149.022 | 149.022 | 0 | 0 | 9054.7382 | 98874.5706 | 39.3684 | 59.65% | 43.83% | 0.036918 | 0.24773 | 17.4411 | 3.7842 | 17.4411 | 3.7842 | 80.0987 | 5.4308
[29 empty] | 43 | 9.5 |  | 43 | 295 | 459 | 43 | 459 |  | 43 | 790 | 0.0609 | 43 | 0.0609 | 459 | 43 | 459 |  | 43 | 790 | 0.0609 | 43 | 0.0609 | 459 | 43 | 459 |  | 43 | 790 | 0.0609 | 43 | 0.0609 |  | 43 | 500 | 790 | [27 empty] | 1200 | 600 |  | 67 | 149.386 | 1 | 340 | 0.045 | 67 | 149.386 | 149.386 | 0 | 0 | 9204.1242 | 98725.5485 | 39.929 | 59.6% | 43.94% | 0.03694 | 0.24728 | 17.6884 | 3.7878 | 17.6884 | 3.7878 | 79.8509 | 5.4351
[29 empty] | 44 | 9 |  | 44 | 290 | 458 | 44 | 458 |  | 44 | 780 | 0.0608 | 44 | 0.0608 | 458 | 44 | 458 |  | 44 | 780 | 0.0608 | 44 | 0.0608 | 458 | 44 | 458 |  | 44 | 780 | 0.0608 | 44 | 0.0608 |  | 44 | 500 | 780 | [30 empty] | 68 | 149.75 | 1 | 340 | 0.045 | 68 | 149.75 | 149.75 | 0 | 0 | 9353.8742 | 98576.1625 | 40.4886 | 59.54% | 44.04% | 0.036961 | 0.24682 | 17.9352 | 3.7914 | 17.9352 | 3.7914 | 79.6037 | 5.4394
[29 empty] | 45 | 8.5 |  | 45 | 285 | 457 | 45 | 457 |  | 45 | 770 | 0.0607 | 45 | 0.0607 | 457 | 45 | 457 |  | 45 | 770 | 0.0607 | 45 | 0.0607 | 457 | 45 | 457 |  | 45 | 770 | 0.0607 | 45 | 0.0607 |  | 45 | 500 | 770 | [27 empty] | 0 | 127 |  | 69 | 150.1139 | 1 | 340 | 0.045 | 69 | 150.1139 | 150.1139 | 0 | 0 | 9503.9881 | 98426.4126 | 41.0471 | 59.49% | 44.15% | 0.036983 | 0.24636 | 18.1815 | 3.7951 | 18.1815 | 3.7951 | 79.3568 | 5.4438
[29 empty] | 46 | 8 |  | 46 | 280 | 456 | 46 | 456 |  | 46 | 760 | 0.0606 | 46 | 0.0606 | 456 | 46 | 456 |  | 46 | 760 | 0.0606 | 46 | 0.0606 | 456 | 46 | 456 |  | 46 | 760 | 0.0606 | 46 | 0.0606 |  | 46 | 500 | 760 | [27 empty] | 0 | 600 |  | 70 | 150.4779 | 1 | 340 | 0.045 | 70 | 150.4779 | 150.4779 | 0 | 0 | 9654.466 | 98276.2986 | 41.6045 | 59.44% | 44.26% | 0.037004 | 0.24591 | 18.4275 | 3.7987 | 18.4275 | 3.7987 | 79.1105 | 5.4481
[29 empty] | 47 | 7.5 |  | 47 | 275 | 455 | 47 | 455 |  | 47 | 750 | 0.0605 | 47 | 0.0605 | 455 | 47 | 455 |  | 47 | 750 | 0.0605 | 47 | 0.0605 | 455 | 47 | 455 |  | 47 | 750 | 0.0605 | 47 | 0.0605 |  | 47 | 500 | 750 | [30 empty] | 71 | 150.8419 | 1 | 340 | 0.045 | 71 | 150.8419 | 150.8419 | 0 | 0 | 9805.3079 | 98125.8207 | 42.1609 | 59.38% | 44.37% | 0.037026 | 0.24546 | 18.6729 | 3.8023 | 18.6729 | 3.8023 | 78.8646 | 5.4524
[29 empty] | 48 | 7 |  | 48 | 270 | 454 | 48 | 454 |  | 48 | 740 | 0.0604 | 48 | 0.0604 | 454 | 48 | 454 |  | 48 | 740 | 0.0604 | 48 | 0.0604 | 454 | 48 | 454 |  | 48 | 740 | 0.0604 | 48 | 0.0604 |  | 48 | 500 | 740 | [27 empty] | 500 | 600 |  | 72 | 151.2059 | 1 | 340 | 0.045 | 72 | 151.2059 | 151.2059 | 0 | 0 | 9956.5138 | 97974.9788 | 42.7161 | 59.33% | 44.47% | 0.037047 | 0.24501 | 18.9179 | 3.8059 | 18.9179 | 3.8059 | 78.6191 | 5.4567
[29 empty] | 49 | 6.5 |  | 49 | 265 | 453 | 49 | 453 |  | 49 | 730 | 0.0603 | 49 | 0.0603 | 453 | 49 | 453 |  | 49 | 730 | 0.0603 | 49 | 0.0603 | 453 | 49 | 453 |  | 49 | 730 | 0.0603 | 49 | 0.0603 |  | 49 | 500 | 730 | [27 empty] | 500 | 308.9851 |  | 73 | 151.5698 | 1 | 340 | 0.045 | 73 | 151.5698 | 151.5698 | 0 | 0 | 10108.0836 | 97823.7729 | 43.2703 | 59.27% | 44.58% | 0.037068 | 0.24456 | 19.1625 | 3.8095 | 19.1625 | 3.8095 | 78.3741 | 5.461
[29 empty] | 50 | 6 |  | 50 | 260 | 452 | 50 | 452 |  | 50 | 720 | 0.0602 | 50 | 0.0602 | 452 | 50 | 452 |  | 50 | 720 | 0.0602 | 50 | 0.0602 | 452 | 50 | 452 |  | 50 | 720 | 0.0602 | 50 | 0.0602 |  | 50 | 500 | 720 | [30 empty] | 74 | 151.9338 | 1 | 340 | 0.045 | 74 | 151.9338 | 151.9338 | 0 | 0 | 10260.0174 | 97672.2031 | 43.8235 | 59.22% | 44.69% | 0.03709 | 0.24412 | 19.4066 | 3.8131 | 19.4066 | 3.8131 | 78.1295 | 5.4653
[29 empty] | 51 | 5.5 |  | 51 | 255 | 451 | 51 | 451 |  | 51 | 710 | 0.0601 | 51 | 0.0601 | 451 | 51 | 451 |  | 51 | 710 | 0.0601 | 51 | 0.0601 | 451 | 51 | 451 |  | 51 | 710 | 0.0601 | 51 | 0.0601 |  | 51 | 500 | 710 | [27 empty] | 500 | 308.9851 |  | 75 | 152.2978 | 1 | 340 | 0.045 | 75 | 152.2978 | 152.2978 | 0 | 0 | 10412.3152 | 97520.2693 | 44.3755 | 59.17% | 44.79% | 0.037111 | 0.24367 | 19.6503 | 3.8167 | 19.6503 | 3.8167 | 77.8854 | 5.4696
[29 empty] | 52 | 5 |  | 52 | 250 | 450 | 52 | 450 |  | 52 | 700 | 0.06 | 52 | 0.06 | 450 | 52 | 450 |  | 52 | 700 | 0.06 | 52 | 0.06 | 450 | 52 | 450 |  | 52 | 700 | 0.06 | 52 | 0.06 |  | 52 | 500 | 700 | [27 empty] | 500 | 600 |  | 76 | 152.6617 | 1 | 340 | 0.045 | 76 | 152.6617 | 152.6617 | 0 | 0 | 10564.9769 | 97367.9716 | 44.9265 | 59.11% | 44.9% | 0.037132 | 0.24323 | 19.8935 | 3.8203 | 19.8935 | 3.8203 | 77.6417 | 5.4739
[29 empty] | 53 | 4.5 |  | 53 | 245 | 449 | 53 | 449 |  | 53 | 690 | 0.0599 | 53 | 0.0599 | 449 | 53 | 449 |  | 53 | 690 | 0.0599 | 53 | 0.0599 | 449 | 53 | 449 |  | 53 | 690 | 0.0599 | 53 | 0.0599 |  | 53 | 500 | 690 | [30 empty] | 77 | 153.0257 | 1 | 340 | 0.045 | 77 | 153.0257 | 153.0257 | 0 | 0 | 10718.0026 | 97215.3098 | 45.4765 | 59.06% | 45.01% | 0.037154 | 0.24279 | 20.1363 | 3.8239 | 20.1363 | 3.8239 | 77.3985 | 5.4781
[29 empty] | 54 | 4 |  | 54 | 240 | 448 | 54 | 448 |  | 54 | 680 | 0.0598 | 54 | 0.0598 | 448 | 54 | 448 |  | 54 | 680 | 0.0598 | 54 | 0.0598 | 448 | 54 | 448 |  | 54 | 680 | 0.0598 | 54 | 0.0598 |  | 54 | 500 | 680 | [27 empty] | 500 | 0 |  | 78 | 153.3897 | 1 | 340 | 0.045 | 78 | 153.3897 | 153.3897 | 0 | 0 | 10871.3923 | 97062.2841 | 46.0253 | 59.01% | 45.11% | 0.037175 | 0.24236 | 20.3787 | 3.8275 | 20.3787 | 3.8275 | 77.1557 | 5.4824
[29 empty] | 55 | 3.5 |  | 55 | 235 | 447 | 55 | 447 |  | 55 | 670 | 0.0597 | 55 | 0.0597 | 447 | 55 | 447 |  | 55 | 670 | 0.0597 | 55 | 0.0597 | 447 | 55 | 447 |  | 55 | 670 | 0.0597 | 55 | 0.0597 |  | 55 | 500 | 670 | [27 empty] | 1200 | 0 |  | 79 | 153.7536 | 1 | 340 | 0.045 | 79 | 153.7536 | 153.7536 | 0 | 0 | 11025.1459 | 96908.8944 | 46.5731 | 58.95% | 45.22% | 0.037196 | 0.24192 | 20.6206 | 3.8311 | 20.6206 | 3.8311 | 76.9134 | 5.4867
[29 empty] | 56 | 3 |  | 56 | 230 | 446 | 56 | 446 |  | 56 | 660 | 0.0596 | 56 | 0.0596 | 446 | 56 | 446 |  | 56 | 660 | 0.0596 | 56 | 0.0596 | 446 | 56 | 446 |  | 56 | 660 | 0.0596 | 56 | 0.0596 |  | 56 | 500 | 660 | [30 empty] | 80 | 154.1176 | 1 | 340 | 0.045 | 80 | 154.1176 | 154.1176 | 0 | 0 | 11179.2636 | 96755.1408 | 47.1198 | 58.9% | 45.33% | 0.037217 | 0.24148 | 20.8621 | 3.8347 | 20.8621 | 3.8347 | 76.6714 | 5.491
[29 empty] | 57 | 2.5 |  | 57 | 225 | 445 | 57 | 445 |  | 57 | 650 | 0.0595 | 57 | 0.0595 | 445 | 57 | 445 |  | 57 | 650 | 0.0595 | 57 | 0.0595 | 445 | 57 | 445 |  | 57 | 650 | 0.0595 | 57 | 0.0595 |  | 57 | 500 | 650 | [27 empty] | 501 | 0 |  | 81 | 154.4816 | 1 | 340 | 0.045 | 81 | 154.4816 | 154.4816 | 0 | 0 | 11333.7451 | 96601.0232 | 47.6655 | 58.85% | 45.44% | 0.037238 | 0.24105 | 21.1031 | 3.8383 | 21.1031 | 3.8383 | 76.4299 | 5.4952
[29 empty] | 58 | 2 |  | 58 | 220 | 444 | 58 | 444 |  | 58 | 640 | 0.0594 | 58 | 0.0594 | 444 | 58 | 444 |  | 58 | 640 | 0.0594 | 58 | 0.0594 | 444 | 58 | 444 |  | 58 | 640 | 0.0594 | 58 | 0.0594 |  | 58 | 500 | 640 | [27 empty] | 501 | 0 |  | 82 | 154.8456 | 1 | 340 | 0.045 | 82 | 154.8456 | 154.8456 | 0 | 0 | 11488.5907 | 96446.5416 | 48.21 | 58.79% | 45.54% | 0.037259 | 0.24062 | 21.3437 | 3.8419 | 21.3437 | 3.8419 | 76.1889 | 5.4995
[29 empty] | 59 | 1.5 |  | 59 | 215 | 443 | 59 | 443 |  | 59 | 630 | 0.0593 | 59 | 0.0593 | 443 | 59 | 443 |  | 59 | 630 | 0.0593 | 59 | 0.0593 | 443 | 59 | 443 |  | 59 | 630 | 0.0593 | 59 | 0.0593 |  | 59 | 500 | 630 | [30 empty] | 83 | 155.2095 | 1 | 340 | 0.045 | 83 | 155.2095 | 155.2095 | 0 | 0 | 11643.8002 | 96291.696 | 48.7535 | 58.74% | 45.65% | 0.03728 | 0.24019 | 21.5839 | 3.8455 | 21.5839 | 3.8455 | 75.9483 | 5.5037
[29 empty] | 60 | 1 |  | 60 | 210 | 442 | 60 | 442 |  | 60 | 620 | 0.0592 | 60 | 0.0592 | 442 | 60 | 442 |  | 60 | 620 | 0.0592 | 60 | 0.0592 | 442 | 60 | 442 |  | 60 | 620 | 0.0592 | 60 | 0.0592 |  | 60 | 500 | 620 | [28 empty] | Segment 1 |  | 84 | 155.5735 | 1 | 340 | 0.045 | 84 | 155.5735 | 155.5735 | 0 | 0 | 11799.3737 | 96136.4865 | 49.296 | 58.69% | 45.76% | 0.037301 | 0.23977 | 21.8237 | 3.849 | 21.8237 | 3.849 | 75.7081 | 5.508
[29 empty] | 61 | 0.5 |  | 61 | 205 | 441 | 61 | 441 |  | 61 | 610 | 0.0591 | 61 | 0.0591 | 441 | 61 | 441 |  | 61 | 610 | 0.0591 | 61 | 0.0591 | 441 | 61 | 441 |  | 61 | 610 | 0.0591 | 61 | 0.0591 |  | 61 | 500 | 610 | [27 empty] | 5 | 25 |  | 85 | 155.9375 | 1 | 340 | 0.045 | 85 | 155.9375 | 155.9375 | 0 | 0 | 11955.3112 | 95980.913 | 49.8373 | 58.63% | 45.86% | 0.037322 | 0.23934 | 22.063 | 3.8526 | 22.063 | 3.8526 | 75.4683 | 5.5122
[29 empty] | 62 | 0 |  | 62 | 200 | 440 | 62 | 440 |  | 62 | 600 | 0.059 | 62 | 0.059 | 440 | 62 | 440 |  | 62 | 600 | 0.059 | 62 | 0.059 | 440 | 62 | 440 |  | 62 | 600 | 0.059 | 62 | 0.059 |  | 62 | 500 | 600 | [28 empty] | Segment 2 |  | 86 | 156.3014 | 1 | 340 | 0.045 | 86 | 156.3014 | 156.3014 | 0 | 0 | 12111.6126 | 95824.9755 | 50.3776 | 58.58% | 45.97% | 0.037343 | 0.23892 | 22.302 | 3.8562 | 22.302 | 3.8562 | 75.229 | 5.5165
[32 empty] | 63 | 195 | 439 | 63 | 439 |  | 63 | 590 | 0.0589 | 63 | 0.0589 | 439 | 63 | 439 |  | 63 | 590 | 0.0589 | 63 | 0.0589 | 439 | 63 | 439 |  | 63 | 590 | 0.0589 | 63 | 0.0589 |  | 63 | 500 | 590 | [27 empty] | 505 | 25 |  | 87 | 156.6654 | 1 | 340 | 0.045 | 87 | 156.6654 | 156.6654 | 0 | 0 | 12268.2781 | 95668.6741 | 50.9168 | 58.53% | 46.08% | 0.037364 | 0.23849 | 22.5404 | 3.8597 | 22.5404 | 3.8597 | 74.9901 | 5.5207
[32 empty] | 64 | 190 | 438 | 64 | 438 |  | 64 | 580 | 0.0588 | 64 | 0.0588 | 438 | 64 | 438 |  | 64 | 580 | 0.0588 | 64 | 0.0588 | 438 | 64 | 438 |  | 64 | 580 | 0.0588 | 64 | 0.0588 |  | 64 | 500 | 580 | [28 empty] | Segment 3 |  | 88 | 157.0294 | 1 | 340 | 0.045 | 88 | 157.0294 | 157.0294 | 0 | 0 | 12425.3074 | 95512.0087 | 51.455 | 58.47% | 46.19% | 0.037385 | 0.23807 | 22.7785 | 3.8633 | 22.7785 | 3.8633 | 74.7516 | 5.525
[32 empty] | 65 | 185 | 437 | 65 | 437 |  | 65 | 570 | 0.0587 | 65 | 0.0587 | 437 | 65 | 437 |  | 65 | 570 | 0.0587 | 65 | 0.0587 | 437 | 65 | 437 |  | 65 | 570 | 0.0587 | 65 | 0.0587 |  | 65 | 500 | 570 | [27 empty] | 505 | 25 |  | 89 | 157.3934 | 1 | 340 | 0.045 | 89 | 157.3934 | 157.3934 | 0 | 0 | 12582.7008 | 95354.9793 | 51.9921 | 58.42% | 46.29% | 0.037405 | 0.23766 | 23.0162 | 3.8668 | 23.0162 | 3.8668 | 74.5135 | 5.5292
[32 empty] | 66 | 180 | 436 | 66 | 436 |  | 66 | 560 | 0.0586 | 66 | 0.0586 | 436 | 66 | 436 |  | 66 | 560 | 0.0586 | 66 | 0.0586 | 436 | 66 | 436 |  | 66 | 560 | 0.0586 | 66 | 0.0586 |  | 66 | 500 | 560 | [30 empty] | 90 | 157.7573 | 1 | 340 | 0.045 | 90 | 157.7573 | 157.7573 | 0 | 0 | 12740.4581 | 95197.5859 | 52.5281 | 58.36% | 46.4% | 0.037426 | 0.23724 | 23.2534 | 3.8704 | 23.2534 | 3.8704 | 74.2758 | 5.5334
[32 empty] | 67 | 175 | 435 | 67 | 435 |  | 67 | 550 | 0.0585 | 67 | 0.0585 | 435 | 67 | 435 |  | 67 | 550 | 0.0585 | 67 | 0.0585 | 435 | 67 | 435 |  | 67 | 550 | 0.0585 | 67 | 0.0585 |  | 67 | 500 | 550 | [30 empty] | 91 | 158.1213 | 1 | 340 | 0.045 | 91 | 158.1213 | 158.1213 | 0 | 0 | 12898.5794 | 95039.8286 | 53.063 | 58.31% | 46.51% | 0.037447 | 0.23682 | 23.4902 | 3.8739 | 23.4902 | 3.8739 | 74.0386 | 5.5377
[32 empty] | 68 | 170 | 434 | 68 | 434 |  | 68 | 540 | 0.0584 | 68 | 0.0584 | 434 | 68 | 434 |  | 68 | 540 | 0.0584 | 68 | 0.0584 | 434 | 68 | 434 |  | 68 | 540 | 0.0584 | 68 | 0.0584 |  | 68 | 500 | 540 | [30 empty] | 92 | 158.4853 | 1 | 340 | 0.045 | 92 | 158.4853 | 158.4853 | 0 | 0 | 13057.0647 | 94881.7073 | 53.5969 | 58.26% | 46.61% | 0.037468 | 0.23641 | 23.7267 | 3.8775 | 23.7267 | 3.8775 | 73.8018 | 5.5419
[32 empty] | 69 | 165 | 433 | 69 | 433 |  | 69 | 530 | 0.0583 | 69 | 0.0583 | 433 | 69 | 433 |  | 69 | 530 | 0.0583 | 69 | 0.0583 | 433 | 69 | 433 |  | 69 | 530 | 0.0583 | 69 | 0.0583 |  | 69 | 500 | 530 | [30 empty] | 93 | 158.8492 | 1 | 340 | 0.045 | 93 | 158.8492 | 158.8492 | 0 | 0 | 13215.9139 | 94723.2221 | 54.1297 | 58.2% | 46.72% | 0.037488 | 0.236 | 23.9626 | 3.881 | 23.9626 | 3.881 | 73.5654 | 5.5461
[32 empty] | 70 | 160 | 432 | 70 | 432 |  | 70 | 520 | 0.0582 | 70 | 0.0582 | 432 | 70 | 432 |  | 70 | 520 | 0.0582 | 70 | 0.0582 | 432 | 70 | 432 |  | 70 | 520 | 0.0582 | 70 | 0.0582 |  | 70 | 500 | 520 | [30 empty] | 94 | 159.2132 | 1 | 340 | 0.045 | 94 | 159.2132 | 159.2132 | 0 | 0 | 13375.1271 | 94564.3728 | 54.6614 | 58.15% | 46.83% | 0.037509 | 0.23559 | 24.1982 | 3.8846 | 24.1982 | 3.8846 | 73.3294 | 5.5503
[32 empty] | 71 | 155 | 431 | 71 | 431 |  | 71 | 510 | 0.0581 | 71 | 0.0581 | 431 | 71 | 431 |  | 71 | 510 | 0.0581 | 71 | 0.0581 | 431 | 71 | 431 |  | 71 | 510 | 0.0581 | 71 | 0.0581 |  | 71 | 500 | 510 | [30 empty] | 95 | 159.5772 | 1 | 340 | 0.045 | 95 | 159.5772 | 159.5772 | 0 | 0 | 13534.7043 | 94405.1596 | 55.192 | 58.1% | 46.93% | 0.037529 | 0.23518 | 24.4334 | 3.8881 | 24.4334 | 3.8881 | 73.0938 | 5.5545
[32 empty] | 72 | 150 | 430 | 72 | 430 |  | 72 | 500 | 0.058 | 72 | 0.058 | 430 | 72 | 430 |  | 72 | 500 | 0.058 | 72 | 0.058 | 430 | 72 | 430 |  | 72 | 500 | 0.058 | 72 | 0.058 |  | 72 | 500 | 500 | [30 empty] | 96 | 159.9411 | 1 | 340 | 0.045 | 96 | 159.9411 | 159.9411 | 0 | 0 | 13694.6454 | 94245.5825 | 55.7216 | 58.04% | 47.04% | 0.03755 | 0.23477 | 24.6682 | 3.8917 | 24.6682 | 3.8917 | 72.8586 | 5.5587
[32 empty] | 73 | 145 | 429 | 73 | 429 |  | 73 | 490 | 0.0579 | 73 | 0.0579 | 429 | 73 | 429 |  | 73 | 490 | 0.0579 | 73 | 0.0579 | 429 | 73 | 429 |  | 73 | 490 | 0.0579 | 73 | 0.0579 |  | 73 | 490 | 490 | [30 empty] | 97 | 160.3051 | 1 | 340 | 0.045 | 97 | 160.3051 | 160.3051 | 0 | 0 | 13854.9505 | 94085.6413 | 56.2501 | 57.99% | 47.15% | 0.03757 | 0.23437 | 24.9026 | 3.8952 | 24.9026 | 3.8952 | 72.6238 | 5.5629
[32 empty] | 74 | 140 | 428 | 74 | 428 |  | 74 | 480 | 0.0578 | 74 | 0.0578 | 428 | 74 | 428 |  | 74 | 480 | 0.0578 | 74 | 0.0578 | 428 | 74 | 428 |  | 74 | 480 | 0.0578 | 74 | 0.0578 |  | 74 | 480 | 480 | [30 empty] | 98 | 160.6691 | 1 | 340 | 0.045 | 98 | 160.6691 | 160.6691 | 0 | 0 | 14015.6196 | 93925.3362 | 56.7776 | 57.94% | 47.26% | 0.037591 | 0.23396 | 25.1365 | 3.8987 | 25.1365 | 3.8987 | 72.3895 | 5.5671
[32 empty] | 75 | 135 | 427 | 75 | 427 |  | 75 | 470 | 0.0577 | 75 | 0.0577 | 427 | 75 | 427 |  | 75 | 470 | 0.0577 | 75 | 0.0577 | 427 | 75 | 427 |  | 75 | 470 | 0.0577 | 75 | 0.0577 |  | 75 | 470 | 470 | [30 empty] | 99 | 161.0331 | 1 | 340 | 0.045 | 99 | 161.0331 | 161.0331 | 0 | 0 | 14176.6527 | 93764.6671 | 57.304 | 57.88% | 47.36% | 0.037611 | 0.23356 | 25.3701 | 3.9022 | 25.3701 | 3.9022 | 72.1555 | 5.5713
[32 empty] | 76 | 130 | 426 | 76 | 426 |  | 76 | 460 | 0.0576 | 76 | 0.0576 | 426 | 76 | 426 |  | 76 | 460 | 0.0576 | 76 | 0.0576 | 426 | 76 | 426 |  | 76 | 460 | 0.0576 | 76 | 0.0576 |  | 76 | 460 | 460 | [30 empty] | 100 | 161.397 | 1 | 340 | 0.045 | 100 | 161.397 | 161.397 | 0 | 0 | 14338.0497 | 93603.6341 | 57.8293 | 57.83% | 47.47% | 0.037632 | 0.23316 | 25.6032 | 3.9058 | 25.6032 | 3.9058 | 71.9219 | 5.5755
[32 empty] | 77 | 125 | 425 | 77 | 425 |  | 77 | 450 | 0.0575 | 77 | 0.0575 | 425 | 77 | 425 |  | 77 | 450 | 0.0575 | 77 | 0.0575 | 425 | 77 | 425 |  | 77 | 450 | 0.0575 | 77 | 0.0575 |  | 77 | 450 | 450 | [30 empty] | 101 | 161.761 | 1 | 340 | 0.045 | 101 | 161.761 | 161.761 | 0 | 0 | 14499.8107 | 93442.237 | 58.3535 | 57.78% | 47.58% | 0.037652 | 0.23276 | 25.836 | 3.9093 | 25.836 | 3.9093 | 71.6888 | 5.5797
[32 empty] | 78 | 120 | 424 | 78 | 424 |  | 78 | 440 | 0.0574 | 78 | 0.0574 | 424 | 78 | 424 |  | 78 | 440 | 0.0574 | 78 | 0.0574 | 424 | 78 | 424 |  | 78 | 440 | 0.0574 | 78 | 0.0574 |  | 78 | 440 | 440 | [30 empty] | 102 | 162.125 | 1 | 340 | 0.045 | 102 | 162.125 | 162.125 | 0 | 0 | 14661.9356 | 93280.476 | 58.8767 | 57.72% | 47.68% | 0.037672 | 0.23237 | 26.0684 | 3.9128 | 26.0684 | 3.9128 | 71.456 | 5.5839
[32 empty] | 79 | 115 | 423 | 79 | 423 |  | 79 | 430 | 0.0573 | 79 | 0.0573 | 423 | 79 | 423 |  | 79 | 430 | 0.0573 | 79 | 0.0573 | 423 | 79 | 423 |  | 79 | 430 | 0.0573 | 79 | 0.0573 |  | 79 | 430 | 430 | [30 empty] | 103 | 162.4889 | 1 | 340 | 0.045 | 103 | 162.4889 | 162.4889 | 0 | 0 | 14824.4246 | 93118.3511 | 59.3988 | 57.67% | 47.79% | 0.037693 | 0.23197 | 26.3003 | 3.9163 | 26.3003 | 3.9163 | 71.2236 | 5.588
[32 empty] | 80 | 110 | 422 | 80 | 422 |  | 80 | 420 | 0.0572 | 80 | 0.0572 | 422 | 80 | 422 |  | 80 | 420 | 0.0572 | 80 | 0.0572 | 422 | 80 | 422 |  | 80 | 420 | 0.0572 | 80 | 0.0572 |  | 80 | 420 | 420 | [30 empty] | 104 | 162.8529 | 1 | 340 | 0.045 | 104 | 162.8529 | 162.8529 | 0 | 0 | 14987.2775 | 92955.8621 | 59.9198 | 57.62% | 47.9% | 0.037713 | 0.23158 | 26.5319 | 3.9198 | 26.5319 | 3.9198 | 70.9917 | 5.5922
[32 empty] | 81 | 105 | 421 | 81 | 421 |  | 81 | 410 | 0.0571 | 81 | 0.0571 | 421 | 81 | 421 |  | 81 | 410 | 0.0571 | 81 | 0.0571 | 421 | 81 | 421 |  | 81 | 410 | 0.0571 | 81 | 0.0571 |  | 81 | 410 | 410 | [30 empty] | 105 | 163.2169 | 1 | 340 | 0.045 | 105 | 163.2169 | 163.2169 | 0 | 0 | 15150.4944 | 92793.0092 | 60.4397 | 57.56% | 48% | 0.037733 | 0.23118 | 26.7631 | 3.9233 | 26.7631 | 3.9233 | 70.7601 | 5.5964
[32 empty] | 82 | 100 | 420 | 82 | 420 |  | 82 | 400 | 0.057 | 82 | 0.057 | 420 | 82 | 420 |  | 82 | 400 | 0.057 | 82 | 0.057 | 420 | 82 | 420 |  | 82 | 400 | 0.057 | 82 | 0.057 |  | 82 | 400 | 400 | [30 empty] | 106 | 163.5808 | 1 | 340 | 0.045 | 106 | 163.5808 | 163.5808 | 0 | 0 | 15314.0752 | 92629.7924 | 60.9586 | 57.51% | 48.11% | 0.037753 | 0.23079 | 26.9939 | 3.9268 | 26.9939 | 3.9268 | 70.5289 | 5.6005
[32 empty] | 83 | 95 | 419 | 83 | 419 |  | 83 | 390 | 0.0569 | 83 | 0.0569 | 419 | 83 | 419 |  | 83 | 390 | 0.0569 | 83 | 0.0569 | 419 | 83 | 419 |  | 83 | 390 | 0.0569 | 83 | 0.0569 |  | 83 | 390 | 390 | [30 empty] | 107 | 163.9448 | 1 | 340 | 0.045 | 107 | 163.9448 | 163.9448 | 0 | 0 | 15478.02 | 92466.2115 | 61.4764 | 57.45% | 48.22% | 0.037773 | 0.2304 | 27.2243 | 3.9303 | 27.2243 | 3.9303 | 70.2981 | 5.6047
[32 empty] | 84 | 90 | 418 | 84 | 418 |  | 84 | 380 | 0.0568 | 84 | 0.0568 | 418 | 84 | 418 |  | 84 | 380 | 0.0568 | 84 | 0.0568 | 418 | 84 | 418 |  | 84 | 380 | 0.0568 | 84 | 0.0568 |  | 84 | 380 | 380 | [30 empty] | 108 | 164.3088 | 1 | 340 | 0.045 | 108 | 164.3088 | 164.3088 | 0 | 0 | 15642.3288 | 92302.2667 | 61.9932 | 57.4% | 48.33% | 0.037793 | 0.23001 | 27.4543 | 3.9338 | 27.4543 | 3.9338 | 70.0677 | 5.6089
[32 empty] | 85 | 85 | 417 | 85 | 417 |  | 85 | 370 | 0.0567 | 85 | 0.0567 | 417 | 85 | 417 |  | 85 | 370 | 0.0567 | 85 | 0.0567 | 417 | 85 | 417 |  | 85 | 370 | 0.0567 | 85 | 0.0567 |  | 85 | 370 | 370 | [30 empty] | 109 | 164.6728 | 1 | 340 | 0.045 | 109 | 164.6728 | 164.6728 | 0 | 0 | 15807.0016 | 92137.9579 | 62.5088 | 57.35% | 48.43% | 0.037813 | 0.22963 | 27.6839 | 3.9373 | 27.6839 | 3.9373 | 69.8377 | 5.613
[32 empty] | 86 | 80 | 416 | 86 | 416 |  | 86 | 360 | 0.0566 | 86 | 0.0566 | 416 | 86 | 416 |  | 86 | 360 | 0.0566 | 86 | 0.0566 | 416 | 86 | 416 |  | 86 | 360 | 0.0566 | 86 | 0.0566 |  | 86 | 360 | 360 | [30 empty] | 110 | 165.0367 | 1 | 340 | 0.045 | 110 | 165.0367 | 165.0367 | 0 | 0 | 15972.0383 | 91973.2852 | 63.0234 | 57.29% | 48.54% | 0.037834 | 0.22924 | 27.9132 | 3.9408 | 27.9132 | 3.9408 | 69.6081 | 5.6172
[32 empty] | 87 | 75 | 415 | 87 | 415 |  | 87 | 350 | 0.0565 | 87 | 0.0565 | 415 | 87 | 415 |  | 87 | 350 | 0.0565 | 87 | 0.0565 | 415 | 87 | 415 |  | 87 | 350 | 0.0565 | 87 | 0.0565 |  | 87 | 350 | 350 | [30 empty] | 111 | 165.4007 | 1 | 340 | 0.045 | 111 | 165.4007 | 165.4007 | 0 | 0 | 16137.439 | 91808.2484 | 63.5369 | 57.24% | 48.65% | 0.037854 | 0.22886 | 28.142 | 3.9443 | 28.142 | 3.9443 | 69.3788 | 5.6213
[32 empty] | 88 | 70 | 414 | 88 | 414 |  | 88 | 340 | 0.0564 | 88 | 0.0564 | 414 | 88 | 414 |  | 88 | 340 | 0.0564 | 88 | 0.0564 | 414 | 88 | 414 |  | 88 | 340 | 0.0564 | 88 | 0.0564 |  | 88 | 340 | 340 | [30 empty] | 112 | 165.7647 | 1 | 340 | 0.045 | 112 | 165.7647 | 165.7647 | 0 | 0 | 16303.2036 | 91642.8477 | 64.0494 | 57.19% | 48.75% | 0.037874 | 0.22848 | 28.3705 | 3.9478 | 28.3705 | 3.9478 | 69.15 | 5.6255
[32 empty] | 89 | 65 | 413 | 89 | 413 |  | 89 | 330 | 0.0563 | 89 | 0.0563 | 413 | 89 | 413 |  | 89 | 330 | 0.0563 | 89 | 0.0563 | 413 | 89 | 413 |  | 89 | 330 | 0.0563 | 89 | 0.0563 |  | 89 | 330 | 330 | [30 empty] | 113 | 166.1286 | 1 | 340 | 0.045 | 113 | 166.1286 | 166.1286 | 0 | 0 | 16469.3323 | 91477.0831 | 64.5608 | 57.13% | 48.86% | 0.037893 | 0.2281 | 28.5986 | 3.9512 | 28.5986 | 3.9512 | 68.9215 | 5.6296
[32 empty] | 90 | 60 | 412 | 90 | 412 |  | 90 | 320 | 0.0562 | 90 | 0.0562 | 412 | 90 | 412 |  | 90 | 320 | 0.0562 | 90 | 0.0562 | 412 | 90 | 412 |  | 90 | 320 | 0.0562 | 90 | 0.0562 |  | 90 | 320 | 320 | [30 empty] | 114 | 166.4926 | 1 | 340 | 0.045 | 114 | 166.4926 | 166.4926 | 0 | 0 | 16635.8249 | 91310.9544 | 65.0711 | 57.08% | 48.97% | 0.037913 | 0.22772 | 28.8263 | 3.9547 | 28.8263 | 3.9547 | 68.6934 | 5.6337
[32 empty] | 91 | 55 | 411 | 91 | 411 |  | 91 | 310 | 0.0561 | 91 | 0.0561 | 411 | 91 | 411 |  | 91 | 310 | 0.0561 | 91 | 0.0561 | 411 | 91 | 411 |  | 91 | 310 | 0.0561 | 91 | 0.0561 |  | 91 | 310 | 310 | [30 empty] | 115 | 166.8566 | 1 | 340 | 0.045 | 115 | 166.8566 | 166.8566 | 0 | 0 | 16802.6815 | 91144.4618 | 65.5803 | 57.03% | 49.08% | 0.037933 | 0.22734 | 29.0537 | 3.9582 | 29.0537 | 3.9582 | 68.4657 | 5.6379
[32 empty] | 92 | 50 | 410 | 92 | 410 |  | 92 | 300 | 0.056 | 92 | 0.056 | 410 | 92 | 410 |  | 92 | 300 | 0.056 | 92 | 0.056 | 410 | 92 | 410 |  | 92 | 300 | 0.056 | 92 | 0.056 |  | 92 | 300 | 300 | [30 empty] | 116 | 167.2205 | 1 | 340 | 0.045 | 116 | 167.2205 | 167.2205 | 0 | 0 | 16969.902 | 90977.6053 | 66.0885 | 56.97% | 49.18% | 0.037953 | 0.22696 | 29.2806 | 3.9617 | 29.2806 | 3.9617 | 68.2383 | 5.642
[32 empty] | 93 | 45 | 409 | 93 | 409 |  | 93 | 290 | 0.0559 | 93 | 0.0559 | 409 | 93 | 409 |  | 93 | 290 | 0.0559 | 93 | 0.0559 | 409 | 93 | 409 |  | 93 | 290 | 0.0559 | 93 | 0.0559 |  | 93 | 290 | 290 | [30 empty] | 117 | 167.5845 | 1 | 340 | 0.045 | 117 | 167.5845 | 167.5845 | 0 | 0 | 17137.4865 | 90810.3847 | 66.5956 | 56.92% | 49.29% | 0.037973 | 0.22659 | 29.5072 | 3.9651 | 29.5072 | 3.9651 | 68.0114 | 5.6461
[32 empty] | 94 | 40 | 408 | 94 | 408 |  | 94 | 280 | 0.0558 | 94 | 0.0558 | 408 | 94 | 408 |  | 94 | 280 | 0.0558 | 94 | 0.0558 | 408 | 94 | 408 |  | 94 | 280 | 0.0558 | 94 | 0.0558 |  | 94 | 280 | 280 | [30 empty] | 118 | 167.9485 | 1 | 340 | 0.045 | 118 | 167.9485 | 167.9485 | 0 | 0 | 17305.435 | 90642.8002 | 67.1017 | 56.87% | 49.4% | 0.037993 | 0.22622 | 29.7334 | 3.9686 | 29.7334 | 3.9686 | 67.7848 | 5.6502
[32 empty] | 95 | 35 | 407 | 95 | 407 |  | 95 | 270 | 0.0557 | 95 | 0.0557 | 407 | 95 | 407 |  | 95 | 270 | 0.0557 | 95 | 0.0557 | 407 | 95 | 407 |  | 95 | 270 | 0.0557 | 95 | 0.0557 |  | 95 | 270 | 270 | [30 empty] | 119 | 168.3125 | 1 | 340 | 0.045 | 119 | 168.3125 | 168.3125 | 0 | 0 | 17473.7475 | 90474.8517 | 67.6066 | 56.81% | 49.5% | 0.038012 | 0.22584 | 29.9593 | 3.9721 | 29.9593 | 3.9721 | 67.5586 | 5.6544
[32 empty] | 96 | 30 | 406 | 96 | 406 |  | 96 | 260 | 0.0556 | 96 | 0.0556 | 406 | 96 | 406 |  | 96 | 260 | 0.0556 | 96 | 0.0556 | 406 | 96 | 406 |  | 96 | 260 | 0.0556 | 96 | 0.0556 |  | 96 | 260 | 260 | [30 empty] | 120 | 168.6764 | 1 | 340 | 0.045 | 120 | 168.6764 | 168.6764 | 0 | 0 | 17642.4239 | 90306.5393 | 68.1105 | 56.76% | 49.61% | 0.038032 | 0.22547 | 30.1848 | 3.9755 | 30.1848 | 3.9755 | 67.3327 | 5.6585
[32 empty] | 97 | 25 | 405 | 97 | 405 |  | 97 | 250 | 0.0555 | 97 | 0.0555 | 405 | 97 | 405 |  | 97 | 250 | 0.0555 | 97 | 0.0555 | 405 | 97 | 405 |  | 97 | 250 | 0.0555 | 97 | 0.0555 |  | 97 | 250 | 250 | [30 empty] | 121 | 169.0404 | 1 | 340 | 0.045 | 121 | 169.0404 | 169.0404 | 0 | 0 | 17811.4643 | 90137.8628 | 68.6133 | 56.71% | 49.72% | 0.038052 | 0.2251 | 30.4099 | 3.979 | 30.4099 | 3.979 | 67.1073 | 5.6626
[32 empty] | 98 | 20 | 404 | 98 | 404 |  | 98 | 240 | 0.0554 | 98 | 0.0554 | 404 | 98 | 404 |  | 98 | 240 | 0.0554 | 98 | 0.0554 | 404 | 98 | 404 |  | 98 | 240 | 0.0554 | 98 | 0.0554 |  | 98 | 240 | 240 | [30 empty] | 122 | 169.4044 | 1 | 340 | 0.045 | 122 | 169.4044 | 169.4044 | 0 | 0 | 17980.8687 | 89968.8224 | 69.1151 | 56.65% | 49.82% | 0.038071 | 0.22474 | 30.6346 | 3.9824 | 30.6346 | 3.9824 | 66.8821 | 5.6667
[32 empty] | 99 | 15 | 403 | 99 | 403 |  | 99 | 230 | 0.0553 | 99 | 0.0553 | 403 | 99 | 403 |  | 99 | 230 | 0.0553 | 99 | 0.0553 | 403 | 99 | 403 |  | 99 | 230 | 0.0553 | 99 | 0.0553 |  | 99 | 230 | 230 | [30 empty] | 123 | 169.7683 | 1 | 340 | 0.045 | 123 | 169.7683 | 169.7683 | 0 | 0 | 18150.637 | 89799.4181 | 69.6158 | 56.6% | 49.93% | 0.038091 | 0.22437 | 30.859 | 3.9859 | 30.859 | 3.9859 | 66.6574 | 5.6708
[32 empty] | 100 | 10 | 402 | 100 | 402 |  | 100 | 220 | 0.0552 | 100 | 0.0552 | 402 | 100 | 402 |  | 100 | 220 | 0.0552 | 100 | 0.0552 | 402 | 100 | 402 |  | 100 | 220 | 0.0552 | 100 | 0.0552 |  | 100 | 220 | 220 | [30 empty] | 124 | 170.1323 | 1 | 340 | 0.045 | 124 | 170.1323 | 170.1323 | 0 | 0 | 18320.7693 | 89629.6497 | 70.1154 | 56.54% | 50.04% | 0.038111 | 0.22401 | 31.083 | 3.9893 | 31.083 | 3.9893 | 66.433 | 5.6749
[34 empty] | 401 | 101 | 401 |  | 101 | 210 | 0.0551 | 101 | 0.0551 | 401 | 101 | 401 |  | 101 | 210 | 0.0551 | 101 | 0.0551 | 401 | 101 | 401 |  | 101 | 210 | 0.0551 | 101 | 0.0551 |  | 101 | 210 | 210 | [30 empty] | 125 | 170.4963 | 1 | 340 | 0.045 | 125 | 170.4963 | 170.4963 | 0 | 0 | 18491.2656 | 89459.5174 | 70.6139 | 56.49% | 50.15% | 0.03813 | 0.22364 | 31.3066 | 3.9928 | 31.3066 | 3.9928 | 66.209 | 5.679
[34 empty] | 400 | 102 | 400 |  | 102 | 200 | 0.055 | 102 | 0.055 | 400 | 102 | 400 |  | 102 | 200 | 0.055 | 102 | 0.055 | 400 | 102 | 400 |  | 102 | 200 | 0.055 | 102 | 0.055 |  | 102 | 200 | 200 | [30 empty] | 126 | 170.8602 | 1 | 340 | 0.045 | 126 | 170.8602 | 170.8602 | 0 | 0 | 18662.1258 | 89289.0211 | 71.1114 | 56.44% | 50.25% | 0.03815 | 0.22328 | 31.5299 | 3.9962 | 31.5299 | 3.9962 | 65.9854 | 5.6831
[34 empty] | 399 | 103 | 399 |  | 103 | 190 | 0.0549 | 103 | 0.0549 | 399 | 103 | 399 |  | 103 | 190 | 0.0549 | 103 | 0.0549 | 399 | 103 | 399 |  | 103 | 190 | 0.0549 | 103 | 0.0549 |  | 103 | 190 | 190 | [30 empty] | 127 | 171.2242 | 1 | 340 | 0.045 | 127 | 171.2242 | 171.2242 | 0 | 0 | 18833.3501 | 89118.1609 | 71.6078 | 56.38% | 50.36% | 0.038169 | 0.22292 | 31.7528 | 3.9996 | 31.7528 | 3.9996 | 65.7621 | 5.6872
[34 empty] | 398 | 104 | 398 |  | 104 | 180 | 0.0548 | 104 | 0.0548 | 398 | 104 | 398 |  | 104 | 180 | 0.0548 | 104 | 0.0548 | 398 | 104 | 398 |  | 104 | 180 | 0.0548 | 104 | 0.0548 |  | 104 | 180 | 180 | [30 empty] | 128 | 171.5882 | 1 | 340 | 0.045 | 128 | 171.5882 | 171.5882 | 0 | 0 | 19004.9383 | 88946.9367 | 72.1031 | 56.33% | 50.47% | 0.038189 | 0.22256 | 31.9754 | 4.0031 | 31.9754 | 4.0031 | 65.5392 | 5.6913
[34 empty] | 397 | 105 | 397 |  | 105 | 170 | 0.0547 | 105 | 0.0547 | 397 | 105 | 397 |  | 105 | 170 | 0.0547 | 105 | 0.0547 | 397 | 105 | 397 |  | 105 | 170 | 0.0547 | 105 | 0.0547 |  | 105 | 170 | 170 | [30 empty] | 129 | 171.9522 | 1 | 340 | 0.045 | 129 | 171.9522 | 171.9522 | 0 | 0 | 19176.8904 | 88775.3485 | 72.5974 | 56.28% | 50.57% | 0.038208 | 0.2222 | 32.1976 | 4.0065 | 32.1976 | 4.0065 | 65.3166 | 5.6953
[34 empty] | 396 | 106 | 396 |  | 106 | 160 | 0.0546 | 106 | 0.0546 | 396 | 106 | 396 |  | 106 | 160 | 0.0546 | 106 | 0.0546 | 396 | 106 | 396 |  | 106 | 160 | 0.0546 | 106 | 0.0546 |  | 106 | 160 | 160 | [30 empty] | 130 | 172.3161 | 1 | 340 | 0.045 | 130 | 172.3161 | 172.3161 | 0 | 0 | 19349.2065 | 88603.3963 | 73.0906 | 56.22% | 50.68% | 0.038227 | 0.22185 | 32.4194 | 4.0099 | 32.4194 | 4.0099 | 65.0944 | 5.6994
[34 empty] | 395 | 107 | 395 |  | 107 | 150 | 0.0545 | 107 | 0.0545 | 395 | 107 | 395 |  | 107 | 150 | 0.0545 | 107 | 0.0545 | 395 | 107 | 395 |  | 107 | 150 | 0.0545 | 107 | 0.0545 |  | 107 | 150 | 150 | [30 empty] | 131 | 172.6801 | 1 | 340 | 0.045 | 131 | 172.6801 | 172.6801 | 0 | 0 | 19521.8866 | 88431.0802 | 73.5827 | 56.17% | 50.79% | 0.038247 | 0.22149 | 32.6409 | 4.0134 | 32.6409 | 4.0134 | 64.8726 | 5.7035
[34 empty] | 394 | 108 | 394 |  | 108 | 140 | 0.0544 | 108 | 0.0544 | 394 | 108 | 394 |  | 108 | 140 | 0.0544 | 108 | 0.0544 | 394 | 108 | 394 |  | 108 | 140 | 0.0544 | 108 | 0.0544 |  | 108 | 140 | 140 | [30 empty] | 132 | 173.0441 | 1 | 340 | 0.045 | 132 | 173.0441 | 173.0441 | 0 | 0 | 19694.9307 | 88258.4001 | 74.0737 | 56.12% | 50.9% | 0.038266 | 0.22114 | 32.8621 | 4.0168 | 32.8621 | 4.0168 | 64.6511 | 5.7076
[34 empty] | 393 | 109 | 393 |  | 109 | 130 | 0.0543 | 109 | 0.0543 | 393 | 109 | 393 |  | 109 | 130 | 0.0543 | 109 | 0.0543 | 393 | 109 | 393 |  | 109 | 130 | 0.0543 | 109 | 0.0543 |  | 109 | 130 | 130 | [30 empty] | 133 | 173.408 | 1 | 340 | 0.045 | 133 | 173.408 | 173.408 | 0 | 0 | 19868.3388 | 88085.356 | 74.5637 | 56.06% | 51% | 0.038285 | 0.22078 | 33.0828 | 4.0202 | 33.0828 | 4.0202 | 64.43 | 5.7116
[34 empty] | 392 | 110 | 392 |  | 110 | 120 | 0.0542 | 110 | 0.0542 | 392 | 110 | 392 |  | 110 | 120 | 0.0542 | 110 | 0.0542 | 392 | 110 | 392 |  | 110 | 120 | 0.0542 | 110 | 0.0542 |  | 110 | 120 | 120 | [30 empty] | 134 | 173.772 | 1 | 340 | 0.045 | 134 | 173.772 | 173.772 | 0 | 0 | 20042.1108 | 87911.948 | 75.0526 | 56.01% | 51.11% | 0.038305 | 0.22043 | 33.3033 | 4.0236 | 33.3033 | 4.0236 | 64.2092 | 5.7157
[34 empty] | 391 | 111 | 391 |  | 111 | 110 | 0.0541 | 111 | 0.0541 | 391 | 111 | 391 |  | 111 | 110 | 0.0541 | 111 | 0.0541 | 391 | 111 | 391 |  | 111 | 110 | 0.0541 | 111 | 0.0541 |  | 111 | 110 | 110 | [30 empty] | 135 | 174.136 | 1 | 340 | 0.045 | 135 | 174.136 | 174.136 | 0 | 0 | 20216.2468 | 87738.176 | 75.5405 | 55.96% | 51.22% | 0.038324 | 0.22008 | 33.5234 | 4.027 | 33.5234 | 4.027 | 63.9887 | 5.7198
[34 empty] | 390 | 112 | 390 |  | 112 | 100 | 0.054 | 112 | 0.054 | 390 | 112 | 390 |  | 112 | 100 | 0.054 | 112 | 0.054 | 390 | 112 | 390 |  | 112 | 100 | 0.054 | 112 | 0.054 |  | 112 | 100 | 100 | [30 empty] | 136 | 174.5 | 1 | 340 | 0.045 | 136 | 174.5 | 174.5 | 0 | 0 | 20390.7467 | 87564.04 | 76.0272 | 55.9% | 51.32% | 0.038343 | 0.21973 | 33.7431 | 4.0305 | 33.7431 | 4.0305 | 63.7687 | 5.7238
[34 empty] | 389 | 113 | 389 |  | 113 | 90 | 0.0539 | 113 | 0.0539 | 389 | 113 | 389 |  | 113 | 90 | 0.0539 | 113 | 0.0539 | 389 | 113 | 389 |  | 113 | 90 | 0.0539 | 113 | 0.0539 |  | 113 | 90 | 90 | [30 empty] | 137 | 174.8639 | 1 | 340 | 0.045 | 137 | 174.8639 | 174.8639 | 0 | 0 | 20565.6106 | 87389.54 | 76.5129 | 55.85% | 51.43% | 0.038362 | 0.21938 | 33.9625 | 4.0339 | 33.9625 | 4.0339 | 63.5489 | 5.7279
[34 empty] | 388 | 114 | 388 |  | 114 | 80 | 0.0538 | 114 | 0.0538 | 388 | 114 | 388 |  | 114 | 80 | 0.0538 | 114 | 0.0538 | 388 | 114 | 388 |  | 114 | 80 | 0.0538 | 114 | 0.0538 |  | 114 | 80 | 80 | [30 empty] | 138 | 175.2279 | 1 | 340 | 0.045 | 138 | 175.2279 | 175.2279 | 0 | 0 | 20740.8385 | 87214.6761 | 76.9975 | 55.8% | 51.54% | 0.038382 | 0.21904 | 34.1815 | 4.0373 | 34.1815 | 4.0373 | 63.3295 | 5.7319
[34 empty] | 387 | 115 | 387 |  | 115 | 70 | 0.0537 | 115 | 0.0537 | 387 | 115 | 387 |  | 115 | 70 | 0.0537 | 115 | 0.0537 | 387 | 115 | 387 |  | 115 | 70 | 0.0537 | 115 | 0.0537 |  | 115 | 70 | 70 | [30 empty] | 139 | 175.5919 | 1 | 340 | 0.045 | 139 | 175.5919 | 175.5919 | 0 | 0 | 20916.4304 | 87039.4482 | 77.4811 | 55.74% | 51.64% | 0.038401 | 0.21869 | 34.4002 | 4.0407 | 34.4002 | 4.0407 | 63.1105 | 5.736
[34 empty] | 386 | 116 | 386 |  | 116 | 60 | 0.0536 | 116 | 0.0536 | 386 | 116 | 386 |  | 116 | 60 | 0.0536 | 116 | 0.0536 | 386 | 116 | 386 |  | 116 | 60 | 0.0536 | 116 | 0.0536 |  | 116 | 60 | 60 | [30 empty] | 140 | 175.9558 | 1 | 340 | 0.045 | 140 | 175.9558 | 175.9558 | 0 | 0 | 21092.3862 | 86863.8563 | 77.9636 | 55.69% | 51.75% | 0.03842 | 0.21835 | 34.6185 | 4.0441 | 34.6185 | 4.0441 | 62.8918 | 5.74
[34 empty] | 385 | 117 | 385 |  | 117 | 50 | 0.0535 | 117 | 0.0535 | 385 | 117 | 385 |  | 117 | 50 | 0.0535 | 117 | 0.0535 | 385 | 117 | 385 |  | 117 | 50 | 0.0535 | 117 | 0.0535 |  | 117 | 50 | 50 | [30 empty] | 141 | 176.3198 | 1 | 340 | 0.045 | 141 | 176.3198 | 176.3198 | 0 | 0 | 21268.706 | 86687.9005 | 78.445 | 55.63% | 51.86% | 0.038439 | 0.21801 | 34.8366 | 4.0475 | 34.8366 | 4.0475 | 62.6735 | 5.7441
[34 empty] | 384 | 118 | 384 |  | 118 | 40 | 0.0534 | 118 | 0.0534 | 384 | 118 | 384 |  | 118 | 40 | 0.0534 | 118 | 0.0534 | 384 | 118 | 384 |  | 118 | 40 | 0.0534 | 118 | 0.0534 |  | 118 | 40 | 40 | [30 empty] | 142 | 176.6838 | 1 | 340 | 0.045 | 142 | 176.6838 | 176.6838 | 0 | 0 | 21445.3898 | 86511.5807 | 78.9253 | 55.58% | 51.97% | 0.038458 | 0.21766 | 35.0542 | 4.0509 | 35.0542 | 4.0509 | 62.4555 | 5.7481
[34 empty] | 383 | 119 | 383 |  | 119 | 30 | 0.0533 | 119 | 0.0533 | 383 | 119 | 383 |  | 119 | 30 | 0.0533 | 119 | 0.0533 | 383 | 119 | 383 |  | 119 | 30 | 0.0533 | 119 | 0.0533 |  | 119 | 30 | 30 | [30 empty] | 143 | 177.0477 | 1 | 340 | 0.045 | 143 | 177.0477 | 177.0477 | 0 | 0 | 21622.4375 | 86334.8969 | 79.4046 | 55.53% | 52.07% | 0.038477 | 0.21732 | 35.2715 | 4.0543 | 35.2715 | 4.0543 | 62.2378 | 5.7521
[34 empty] | 382 | 120 | 382 |  | 120 | 20 | 0.0532 | 120 | 0.0532 | 382 | 120 | 382 |  | 120 | 20 | 0.0532 | 120 | 0.0532 | 382 | 120 | 382 |  | 120 | 20 | 0.0532 | 120 | 0.0532 |  | 120 | 20 | 20 | [30 empty] | 144 | 177.4117 | 1 | 340 | 0.045 | 144 | 177.4117 | 177.4117 | 0 | 0 | 21799.8492 | 86157.8492 | 79.8828 | 55.47% | 52.18% | 0.038496 | 0.21699 | 35.4885 | 4.0576 | 35.4885 | 4.0576 | 62.0205 | 5.7562
[34 empty] | 381 | 121 | 381 |  | 121 | 10 | 0.0531 | 121 | 0.0531 | 381 | 121 | 381 |  | 121 | 10 | 0.0531 | 121 | 0.0531 | 381 | 121 | 381 |  | 121 | 10 | 0.0531 | 121 | 0.0531 |  | 121 | 10 | 10 | [30 empty] | 145 | 177.7757 | 1 | 340 | 0.045 | 145 | 177.7757 | 177.7757 | 0 | 0 | 21977.6249 | 85980.4375 | 80.3599 | 55.42% | 52.29% | 0.038515 | 0.21665 | 35.7052 | 4.061 | 35.7052 | 4.061 | 61.8035 | 5.7602
[34 empty] | 380 | 122 | 380 |  |  |  | 0.053 | 122 | 0.053 | 380 | 122 | 380 |  |  |  | 0.053 | 122 | 0.053 | 380 | 122 | 380 |  |  |  | 0.053 | 122 | 0.053 | [34 empty] | 146 | 178.1397 | 1 | 340 | 0.045 | 146 | 178.1397 | 178.1397 | 0 | 0 | 22155.7646 | 85802.6618 | 80.836 | 55.37% | 52.39% | 0.038534 | 0.21631 | 35.9215 | 4.0644 | 35.9215 | 4.0644 | 61.5868 | 5.7642
[34 empty] | 379 | 123 | 379 |  |  |  | 0.0529 | 123 | 0.0529 | 379 | 123 | 379 |  |  |  | 0.0529 | 123 | 0.0529 | 379 | 123 | 379 |  |  |  | 0.0529 | 123 | 0.0529 | [34 empty] | 147 | 178.5036 | 1 | 340 | 0.045 | 147 | 178.5036 | 178.5036 | 0 | 0 | 22334.2682 | 85624.5221 | 81.311 | 55.31% | 52.5% | 0.038553 | 0.21598 | 36.1375 | 4.0678 | 36.1375 | 4.0678 | 61.3705 | 5.7682
[34 empty] | 378 | 124 | 378 |  |  |  | 0.0528 | 124 | 0.0528 | 378 | 124 | 378 |  |  |  | 0.0528 | 124 | 0.0528 | 378 | 124 | 378 |  |  |  | 0.0528 | 124 | 0.0528 | [34 empty] | 148 | 178.8676 | 1 | 340 | 0.045 | 148 | 178.8676 | 178.8676 | 0 | 0 | 22513.1358 | 85446.0185 | 81.7849 | 55.26% | 52.61% | 0.038571 | 0.21564 | 36.3531 | 4.0712 | 36.3531 | 4.0712 | 61.1546 | 5.7723
[34 empty] | 377 | 125 | 377 |  |  |  | 0.0527 | 125 | 0.0527 | 377 | 125 | 377 |  |  |  | 0.0527 | 125 | 0.0527 | 377 | 125 | 377 |  |  |  | 0.0527 | 125 | 0.0527 | [34 empty] | 149 | 179.2316 | 1 | 340 | 0.045 | 149 | 179.2316 | 179.2316 | 0 | 0 | 22692.3674 | 85267.1509 | 82.2577 | 55.21% | 52.72% | 0.03859 | 0.21531 | 36.5684 | 4.0746 | 36.5684 | 4.0746 | 60.9389 | 5.7763
[34 empty] | 376 | 126 | 376 |  |  |  | 0.0526 | 126 | 0.0526 | 376 | 126 | 376 |  |  |  | 0.0526 | 126 | 0.0526 | 376 | 126 | 376 |  |  |  | 0.0526 | 126 | 0.0526 | [34 empty] | 150 | 179.5955 | 1 | 340 | 0.045 | 150 | 179.5955 | 179.5955 | 0 | 0 | 22871.9629 | 85087.9194 | 82.7295 | 55.15% | 52.82% | 0.038609 | 0.21498 | 36.7834 | 4.0779 | 36.7834 | 4.0779 | 60.7236 | 5.7803
[34 empty] | 375 | 127 | 375 |  |  |  | 0.0525 | 127 | 0.0525 | 375 | 127 | 375 |  |  |  | 0.0525 | 127 | 0.0525 | 375 | 127 | 375 |  |  |  | 0.0525 | 127 | 0.0525 | [34 empty] | 151 | 179.9595 | 1 | 340 | 0.045 | 151 | 179.9595 | 179.9595 | 0 | 0 | 23051.9224 | 84908.3238 | 83.2002 | 55.1% | 52.93% | 0.038628 | 0.21465 | 36.998 | 4.0813 | 36.998 | 4.0813 | 60.5086 | 5.7843
[34 empty] | 374 | 128 | 374 |  |  |  | 0.0524 | 128 | 0.0524 | 374 | 128 | 374 |  |  |  | 0.0524 | 128 | 0.0524 | 374 | 128 | 374 |  |  |  | 0.0524 | 128 | 0.0524 | [34 empty] | 152 | 180.3235 | 1 | 340 | 0.045 | 152 | 180.3235 | 180.3235 | 0 | 0 | 23232.2459 | 84728.3643 | 83.6699 | 55.05% | 53.04% | 0.038646 | 0.21432 | 37.2124 | 4.0847 | 37.2124 | 4.0847 | 60.294 | 5.7883
[34 empty] | 373 | 129 | 373 |  |  |  | 0.0523 | 129 | 0.0523 | 373 | 129 | 373 |  |  |  | 0.0523 | 129 | 0.0523 | 373 | 129 | 373 |  |  |  | 0.0523 | 129 | 0.0523 | [34 empty] | 153 | 180.6874 | 1 | 340 | 0.045 | 153 | 180.6874 | 180.6874 | 0 | 0 | 23412.9333 | 84548.0408 | 84.1384 | 54.99% | 53.14% | 0.038665 | 0.21399 | 37.4263 | 4.088 | 37.4263 | 4.088 | 60.0797 | 5.7923
[34 empty] | 372 | 130 | 372 |  |  |  | 0.0522 | 130 | 0.0522 | 372 | 130 | 372 |  |  |  | 0.0522 | 130 | 0.0522 | 372 | 130 | 372 |  |  |  | 0.0522 | 130 | 0.0522 | [34 empty] | 154 | 181.0514 | 1 | 340 | 0.045 | 154 | 181.0514 | 181.0514 | 0 | 0 | 23593.9847 | 84367.3534 | 84.6059 | 54.94% | 53.25% | 0.038684 | 0.21366 | 37.64 | 4.0914 | 37.64 | 4.0914 | 59.8657 | 5.7963
[34 empty] | 371 | 131 | 371 |  |  |  | 0.0521 | 131 | 0.0521 | 371 | 131 | 371 |  |  |  | 0.0521 | 131 | 0.0521 | 371 | 131 | 371 |  |  |  | 0.0521 | 131 | 0.0521 | [34 empty] | 155 | 181.4154 | 1 | 340 | 0.045 | 155 | 181.4154 | 181.4154 | 0 | 0 | 23775.4001 | 84186.302 | 85.0724 | 54.89% | 53.36% | 0.038703 | 0.21334 | 37.8533 | 4.0948 | 37.8533 | 4.0948 | 59.652 | 5.8003
[34 empty] | 370 | 132 | 370 |  |  |  | 0.052 | 132 | 0.052 | 370 | 132 | 370 |  |  |  | 0.052 | 132 | 0.052 | 370 | 132 | 370 |  |  |  | 0.052 | 132 | 0.052 | [34 empty] | 156 | 181.7794 | 1 | 340 | 0.045 | 156 | 181.7794 | 181.7794 | 0 | 0 | 23957.1795 | 84004.8866 | 85.5377 | 54.83% | 53.46% | 0.038721 | 0.21301 | 38.0664 | 4.0981 | 38.0664 | 4.0981 | 59.4387 | 5.8043
[34 empty] | 369 | 133 | 369 |  |  |  | 0.0519 | 133 | 0.0519 | 369 | 133 | 369 |  |  |  | 0.0519 | 133 | 0.0519 | 369 | 133 | 369 |  |  |  | 0.0519 | 133 | 0.0519 | [34 empty] | 157 | 182.1433 | 1 | 340 | 0.045 | 157 | 182.1433 | 182.1433 | 0 | 0 | 24139.3228 | 83823.1072 | 86.002 | 54.78% | 53.57% | 0.03874 | 0.21269 | 38.279 | 4.1015 | 38.279 | 4.1015 | 59.2257 | 5.8083
[34 empty] | 368 | 134 | 368 |  |  |  | 0.0518 | 134 | 0.0518 | 368 | 134 | 368 |  |  |  | 0.0518 | 134 | 0.0518 | 368 | 134 | 368 |  |  |  | 0.0518 | 134 | 0.0518 | [34 empty] | 158 | 182.5073 | 1 | 340 | 0.045 | 158 | 182.5073 | 182.5073 | 0 | 0 | 24321.8301 | 83640.9639 | 86.4652 | 54.72% | 53.68% | 0.038758 | 0.21237 | 38.4914 | 4.1048 | 38.4914 | 4.1048 | 59.013 | 5.8123
[34 empty] | 367 | 135 | 367 |  |  |  | 0.0517 | 135 | 0.0517 | 367 | 135 | 367 |  |  |  | 0.0517 | 135 | 0.0517 | 367 | 135 | 367 |  |  |  | 0.0517 | 135 | 0.0517 | [34 empty] | 159 | 182.8713 | 1 | 340 | 0.045 | 159 | 182.8713 | 182.8713 | 0 | 0 | 24504.7014 | 83458.4566 | 86.9273 | 54.67% | 53.79% | 0.038777 | 0.21204 | 38.7035 | 4.1082 | 38.7035 | 4.1082 | 58.8006 | 5.8163
[34 empty] | 366 | 136 | 366 |  |  |  | 0.0516 | 136 | 0.0516 | 366 | 136 | 366 |  |  |  | 0.0516 | 136 | 0.0516 | 366 | 136 | 366 |  |  |  | 0.0516 | 136 | 0.0516 | [34 empty] | 160 | 183.2352 | 1 | 340 | 0.045 | 160 | 183.2352 | 183.2352 | 0 | 0 | 24687.9366 | 83275.5853 | 87.3884 | 54.62% | 53.89% | 0.038795 | 0.21172 | 38.9152 | 4.1115 | 38.9152 | 4.1115 | 58.5886 | 5.8202
[34 empty] | 365 | 137 | 365 |  |  |  | 0.0515 | 137 | 0.0515 | 365 | 137 | 365 |  |  |  | 0.0515 | 137 | 0.0515 | 365 | 137 | 365 |  |  |  | 0.0515 | 137 | 0.0515 | [34 empty] | 161 | 183.5992 | 1 | 340 | 0.045 | 161 | 183.5992 | 183.5992 | 0 | 0 | 24871.5358 | 83092.3501 | 87.8484 | 54.56% | 54% | 0.038814 | 0.21141 | 39.1266 | 4.1148 | 39.1266 | 4.1148 | 58.3768 | 5.8242
[34 empty] | 364 | 138 | 364 |  |  |  | 0.0514 | 138 | 0.0514 | 364 | 138 | 364 |  |  |  | 0.0514 | 138 | 0.0514 | 364 | 138 | 364 |  |  |  | 0.0514 | 138 | 0.0514 | [34 empty] | 162 | 183.9632 | 1 | 340 | 0.045 | 162 | 183.9632 | 183.9632 | 0 | 0 | 25055.499 | 82908.7509 | 88.3074 | 54.51% | 54.11% | 0.038832 | 0.21109 | 39.3377 | 4.1182 | 39.3377 | 4.1182 | 58.1654 | 5.8282
[34 empty] | 363 | 139 | 363 |  |  |  | 0.0513 | 139 | 0.0513 | 363 | 139 | 363 |  |  |  | 0.0513 | 139 | 0.0513 | 363 | 139 | 363 |  |  |  | 0.0513 | 139 | 0.0513 | [34 empty] | 163 | 184.3271 | 1 | 340 | 0.045 | 163 | 184.3271 | 184.3271 | 0 | 0 | 25239.8262 | 82724.7877 | 88.7652 | 54.46% | 54.21% | 0.038851 | 0.21077 | 39.5484 | 4.1215 | 39.5484 | 4.1215 | 57.9543 | 5.8322
[34 empty] | 362 | 140 | 362 |  |  |  | 0.0512 | 140 | 0.0512 | 362 | 140 | 362 |  |  |  | 0.0512 | 140 | 0.0512 | 362 | 140 | 362 |  |  |  | 0.0512 | 140 | 0.0512 | [34 empty] | 164 | 184.6911 | 1 | 340 | 0.045 | 164 | 184.6911 | 184.6911 | 0 | 0 | 25424.5173 | 82540.4606 | 89.222 | 54.4% | 54.32% | 0.038869 | 0.21045 | 39.7589 | 4.1249 | 39.7589 | 4.1249 | 57.7436 | 5.8361
[34 empty] | 361 | 141 | 361 |  |  |  | 0.0511 | 141 | 0.0511 | 361 | 141 | 361 |  |  |  | 0.0511 | 141 | 0.0511 | 361 | 141 | 361 |  |  |  | 0.0511 | 141 | 0.0511 | [34 empty] | 165 | 185.0551 | 1 | 340 | 0.045 | 165 | 185.0551 | 185.0551 | 0 | 0 | 25609.5724 | 82355.7695 | 89.6777 | 54.35% | 54.43% | 0.038887 | 0.21014 | 39.969 | 4.1282 | 39.969 | 4.1282 | 57.5331 | 5.8401
[34 empty] | 360 | 142 | 360 |  |  |  | 0.051 | 142 | 0.051 | 360 | 142 | 360 |  |  |  | 0.051 | 142 | 0.051 | 360 | 142 | 360 |  |  |  | 0.051 | 142 | 0.051 | [34 empty] | 166 | 185.4191 | 1 | 340 | 0.045 | 166 | 185.4191 | 185.4191 | 0 | 0 | 25794.9914 | 82170.7144 | 90.1324 | 54.3% | 54.54% | 0.038906 | 0.20983 | 40.1789 | 4.1315 | 40.1789 | 4.1315 | 57.323 | 5.8441
[34 empty] | 359 | 143 | 359 |  |  |  | 0.0509 | 143 | 0.0509 | 359 | 143 | 359 |  |  |  | 0.0509 | 143 | 0.0509 | 359 | 143 | 359 |  |  |  | 0.0509 | 143 | 0.0509 | [34 empty] | 167 | 185.783 | 1 | 340 | 0.045 | 167 | 185.783 | 185.783 | 0 | 0 | 25980.7744 | 81985.2953 | 90.586 | 54.24% | 54.64% | 0.038924 | 0.20951 | 40.3884 | 4.1349 | 40.3884 | 4.1349 | 57.1132 | 5.848
[34 empty] | 358 | 144 | 358 |  |  |  | 0.0508 | 144 | 0.0508 | 358 | 144 | 358 |  |  |  | 0.0508 | 144 | 0.0508 | 358 | 144 | 358 |  |  |  | 0.0508 | 144 | 0.0508 | [34 empty] | 168 | 186.147 | 1 | 340 | 0.045 | 168 | 186.147 | 186.147 | 0 | 0 | 26166.9214 | 81799.5123 | 91.0385 | 54.19% | 54.75% | 0.038942 | 0.2092 | 40.5976 | 4.1382 | 40.5976 | 4.1382 | 56.9036 | 5.852
[34 empty] | 357 | 145 | 357 |  |  |  | 0.0507 | 145 | 0.0507 | 357 | 145 | 357 |  |  |  | 0.0507 | 145 | 0.0507 | 357 | 145 | 357 |  |  |  | 0.0507 | 145 | 0.0507 | [34 empty] | 169 | 186.511 | 1 | 340 | 0.045 | 169 | 186.511 | 186.511 | 0 | 0 | 26353.4324 | 81613.3653 | 91.4899 | 54.14% | 54.86% | 0.038961 | 0.20889 | 40.8065 | 4.1415 | 40.8065 | 4.1415 | 56.6944 | 5.856
[34 empty] | 356 | 146 | 356 |  |  |  | 0.0506 | 146 | 0.0506 | 356 | 146 | 356 |  |  |  | 0.0506 | 146 | 0.0506 | 356 | 146 | 356 |  |  |  | 0.0506 | 146 | 0.0506 | [34 empty] | 170 | 186.8749 | 1 | 340 | 0.045 | 170 | 186.8749 | 186.8749 | 0 | 0 | 26540.3074 | 81426.8543 | 91.9403 | 54.08% | 54.96% | 0.038979 | 0.20858 | 41.0151 | 4.1448 | 41.0151 | 4.1448 | 56.4855 | 5.8599
[34 empty] | 355 | 147 | 355 |  |  |  | 0.0505 | 147 | 0.0505 | 355 | 147 | 355 |  |  |  | 0.0505 | 147 | 0.0505 | 355 | 147 | 355 |  |  |  | 0.0505 | 147 | 0.0505 | [34 empty] | 171 | 187.2389 | 1 | 340 | 0.045 | 171 | 187.2389 | 187.2389 | 0 | 0 | 26727.5463 | 81239.9794 | 92.3896 | 54.03% | 55.07% | 0.038997 | 0.20827 | 41.2233 | 4.1481 | 41.2233 | 4.1481 | 56.277 | 5.8639
[34 empty] | 354 | 148 | 354 |  |  |  | 0.0504 | 148 | 0.0504 | 354 | 148 | 354 |  |  |  | 0.0504 | 148 | 0.0504 | 354 | 148 | 354 |  |  |  | 0.0504 | 148 | 0.0504 | [34 empty] | 172 | 187.6029 | 1 | 340 | 0.045 | 172 | 187.6029 | 187.6029 | 0 | 0 | 26915.1491 | 81052.7405 | 92.8378 | 53.98% | 55.18% | 0.039015 | 0.20797 | 41.4313 | 4.1515 | 41.4313 | 4.1515 | 56.0687 | 5.8678
[34 empty] | 353 | 149 | 353 |  |  |  | 0.0503 | 149 | 0.0503 | 353 | 149 | 353 |  |  |  | 0.0503 | 149 | 0.0503 | 353 | 149 | 353 |  |  |  | 0.0503 | 149 | 0.0503 | [34 empty] | 173 | 187.9669 | 1 | 340 | 0.045 | 173 | 187.9669 | 187.9669 | 0 | 0 | 27103.116 | 80865.1376 | 93.285 | 53.92% | 55.28% | 0.039033 | 0.20766 | 41.639 | 4.1548 | 41.639 | 4.1548 | 55.8607 | 5.8717
[34 empty] | 352 | 150 | 352 |  |  |  | 0.0502 | 150 | 0.0502 | 352 | 150 | 352 |  |  |  | 0.0502 | 150 | 0.0502 | 352 | 150 | 352 |  |  |  | 0.0502 | 150 | 0.0502 | [34 empty] | 174 | 188.3308 | 1 | 340 | 0.045 | 174 | 188.3308 | 188.3308 | 0 | 0 | 27291.4468 | 80677.1707 | 93.731 | 53.87% | 55.39% | 0.039052 | 0.20736 | 41.8463 | 4.1581 | 41.8463 | 4.1581 | 55.6531 | 5.8757
[34 empty] | 351 | 151 | 351 |  |  |  | 0.0501 | 151 | 0.0501 | 351 | 151 | 351 |  |  |  | 0.0501 | 151 | 0.0501 | 351 | 151 | 351 |  |  |  | 0.0501 | 151 | 0.0501 | [34 empty] | 175 | 188.6948 | 1 | 340 | 0.045 | 175 | 188.6948 | 188.6948 | 0 | 0 | 27480.1416 | 80488.8399 | 94.1761 | 53.81% | 55.5% | 0.03907 | 0.20705 | 42.0534 | 4.1614 | 42.0534 | 4.1614 | 55.4457 | 5.8796
[34 empty] | 350 | 152 | 350 |  |  |  | 0.05 | 152 | 0.05 | 350 | 152 | 350 |  |  |  | 0.05 | 152 | 0.05 | 350 | 152 | 350 |  |  |  | 0.05 | 152 | 0.05 | [34 empty] | 176 | 189.0588 | 1 | 340 | 0.045 | 176 | 189.0588 | 189.0588 | 0 | 0 | 27669.2004 | 80300.1451 | 94.62 | 53.76% | 55.61% | 0.039088 | 0.20675 | 42.2601 | 4.1647 | 42.2601 | 4.1647 | 55.2386 | 5.8836
[34 empty] | 349 | 153 | 349 |  |  |  | 0.0499 | 153 | 0.0499 | 349 | 153 | 349 |  |  |  | 0.0499 | 153 | 0.0499 | 349 | 153 | 349 |  |  |  | 0.0499 | 153 | 0.0499 | [34 empty] | 177 | 189.4227 | 1 | 340 | 0.045 | 177 | 189.4227 | 189.4227 | 0 | 0 | 27858.6231 | 80111.0864 | 95.0629 | 53.71% | 55.71% | 0.039106 | 0.20645 | 42.4666 | 4.168 | 42.4666 | 4.168 | 55.0319 | 5.8875
[34 empty] | 348 | 154 | 348 |  |  |  | 0.0498 | 154 | 0.0498 | 348 | 154 | 348 |  |  |  | 0.0498 | 154 | 0.0498 | 348 | 154 | 348 |  |  |  | 0.0498 | 154 | 0.0498 | [34 empty] | 178 | 189.7867 | 1 | 340 | 0.045 | 178 | 189.7867 | 189.7867 | 0 | 0 | 28048.4098 | 79921.6636 | 95.5047 | 53.65% | 55.82% | 0.039124 | 0.20615 | 42.6727 | 4.1713 | 42.6727 | 4.1713 | 54.8255 | 5.8914
[34 empty] | 347 | 155 | 347 |  |  |  | 0.0497 | 155 | 0.0497 | 347 | 155 | 347 |  |  |  | 0.0497 | 155 | 0.0497 | 347 | 155 | 347 |  |  |  | 0.0497 | 155 | 0.0497 | [34 empty] | 179 | 190.1507 | 1 | 340 | 0.045 | 179 | 190.1507 | 190.1507 | 0 | 0 | 28238.5605 | 79731.8769 | 95.9454 | 53.6% | 55.93% | 0.039142 | 0.20585 | 42.8786 | 4.1746 | 42.8786 | 4.1746 | 54.6193 | 5.8954
[34 empty] | 346 | 156 | 346 |  |  |  | 0.0496 | 156 | 0.0496 | 346 | 156 | 346 |  |  |  | 0.0496 | 156 | 0.0496 | 346 | 156 | 346 |  |  |  | 0.0496 | 156 | 0.0496 | [34 empty] | 180 | 190.5146 | 1 | 340 | 0.045 | 180 | 190.5146 | 190.5146 | 0 | 0 | 28429.0751 | 79541.7263 | 96.3851 | 53.55% | 56.03% | 0.03916 | 0.20555 | 43.0841 | 4.1779 | 43.0841 | 4.1779 | 54.4135 | 5.8993
[34 empty] | 345 | 157 | 345 |  |  |  | 0.0495 | 157 | 0.0495 | 345 | 157 | 345 |  |  |  | 0.0495 | 157 | 0.0495 | 345 | 157 | 345 |  |  |  | 0.0495 | 157 | 0.0495 | [34 empty] | 181 | 190.8786 | 1 | 340 | 0.045 | 181 | 190.8786 | 190.8786 | 0 | 0 | 28619.9537 | 79351.2116 | 96.8237 | 53.49% | 56.14% | 0.039178 | 0.20525 | 43.2894 | 4.1812 | 43.2894 | 4.1812 | 54.2079 | 5.9032
[34 empty] | 344 | 158 | 344 |  |  |  | 0.0494 | 158 | 0.0494 | 344 | 158 | 344 |  |  |  | 0.0494 | 158 | 0.0494 | 344 | 158 | 344 |  |  |  | 0.0494 | 158 | 0.0494 | [34 empty] | 182 | 191.2426 | 1 | 340 | 0.045 | 182 | 191.2426 | 191.2426 | 0 | 0 | 28811.1963 | 79160.333 | 97.2612 | 53.44% | 56.25% | 0.039196 | 0.20495 | 43.4943 | 4.1845 | 43.4943 | 4.1845 | 54.0027 | 5.9071
[34 empty] | 343 | 159 | 343 |  |  |  | 0.0493 | 159 | 0.0493 | 343 | 159 | 343 |  |  |  | 0.0493 | 159 | 0.0493 | 343 | 159 | 343 |  |  |  | 0.0493 | 159 | 0.0493 | [34 empty] | 183 | 191.6066 | 1 | 340 | 0.045 | 183 | 191.6066 | 191.6066 | 0 | 0 | 29002.8029 | 78969.0904 | 97.6976 | 53.39% | 56.35% | 0.039214 | 0.20466 | 43.699 | 4.1877 | 43.699 | 4.1877 | 53.7977 | 5.911
[34 empty] | 342 | 160 | 342 |  |  |  | 0.0492 | 160 | 0.0492 | 342 | 160 | 342 |  |  |  | 0.0492 | 160 | 0.0492 | 342 | 160 | 342 |  |  |  | 0.0492 | 160 | 0.0492 | [34 empty] | 184 | 191.9705 | 1 | 340 | 0.045 | 184 | 191.9705 | 191.9705 | 0 | 0 | 29194.7734 | 78777.4839 | 98.133 | 53.33% | 56.46% | 0.039231 | 0.20436 | 43.9033 | 4.191 | 43.9033 | 4.191 | 53.5931 | 5.9149
[34 empty] | 341 | 161 | 341 |  |  |  | 0.0491 | 161 | 0.0491 | 341 | 161 | 341 |  |  |  | 0.0491 | 161 | 0.0491 | 341 | 161 | 341 |  |  |  | 0.0491 | 161 | 0.0491 | [34 empty] | 185 | 192.3345 | 1 | 340 | 0.045 | 185 | 192.3345 | 192.3345 | 0 | 0 | 29387.1079 | 78585.5133 | 98.5673 | 53.28% | 56.57% | 0.039249 | 0.20407 | 44.1074 | 4.1943 | 44.1074 | 4.1943 | 53.3887 | 5.9189
[34 empty] | 340 | 162 | 340 |  |  |  | 0.049 | 162 | 0.049 | 340 | 162 | 340 |  |  |  | 0.049 | 162 | 0.049 | 340 | 162 | 340 |  |  |  | 0.049 | 162 | 0.049 | [34 empty] | 186 | 192.6985 | 1 | 340 | 0.045 | 186 | 192.6985 | 192.6985 | 0 | 0 | 29579.8063 | 78393.1788 | 99.0006 | 53.23% | 56.68% | 0.039267 | 0.20377 | 44.3112 | 4.1976 | 44.3112 | 4.1976 | 53.1846 | 5.9228
[34 empty] | 339 | 163 | 339 |  |  |  | 0.0489 | 163 | 0.0489 | 339 | 163 | 339 |  |  |  | 0.0489 | 163 | 0.0489 | 339 | 163 | 339 |  |  |  | 0.0489 | 163 | 0.0489 | [34 empty] | 187 | 193.0624 | 1 | 340 | 0.045 | 187 | 193.0624 | 193.0624 | 0 | 0 | 29772.8688 | 78200.4804 | 99.4327 | 53.17% | 56.78% | 0.039285 | 0.20348 | 44.5147 | 4.2009 | 44.5147 | 4.2009 | 52.9808 | 5.9267
[34 empty] | 338 | 164 | 338 |  |  |  | 0.0488 | 164 | 0.0488 | 338 | 164 | 338 |  |  |  | 0.0488 | 164 | 0.0488 | 338 | 164 | 338 |  |  |  | 0.0488 | 164 | 0.0488 | [34 empty] | 188 | 193.4264 | 1 | 340 | 0.045 | 188 | 193.4264 | 193.4264 | 0 | 0 | 29966.2952 | 78007.4179 | 99.8638 | 53.12% | 56.89% | 0.039303 | 0.20319 | 44.7178 | 4.2041 | 44.7178 | 4.2041 | 52.7774 | 5.9306
[34 empty] | 337 | 165 | 337 |  |  |  | 0.0487 | 165 | 0.0487 | 337 | 165 | 337 |  |  |  | 0.0487 | 165 | 0.0487 | 337 | 165 | 337 |  |  |  | 0.0487 | 165 | 0.0487 | [34 empty] | 189 | 193.7904 | 1 | 340 | 0.045 | 189 | 193.7904 | 193.7904 | 0 | 0 | 30160.0856 | 77813.9915 | 100.2939 | 53.07% | 57% | 0.03932 | 0.2029 | 44.9207 | 4.2074 | 44.9207 | 4.2074 | 52.5742 | 5.9345
[34 empty] | 336 | 166 | 336 |  |  |  | 0.0486 | 166 | 0.0486 | 336 | 166 | 336 |  |  |  | 0.0486 | 166 | 0.0486 | 336 | 166 | 336 |  |  |  | 0.0486 | 166 | 0.0486 | [34 empty] | 190 | 194.1543 | 1 | 340 | 0.045 | 190 | 194.1543 | 194.1543 | 0 | 0 | 30354.2399 | 77620.2012 | 100.7228 | 53.01% | 57.1% | 0.039338 | 0.20261 | 45.1234 | 4.2107 | 45.1234 | 4.2107 | 52.3713 | 5.9384
[34 empty] | 335 | 167 | 335 |  |  |  | 0.0485 | 167 | 0.0485 | 335 | 167 | 335 |  |  |  | 0.0485 | 167 | 0.0485 | 335 | 167 | 335 |  |  |  | 0.0485 | 167 | 0.0485 | [34 empty] | 191 | 194.5183 | 1 | 340 | 0.045 | 191 | 194.5183 | 194.5183 | 0 | 0 | 30548.7582 | 77426.0468 | 101.1507 | 52.96% | 57.21% | 0.039356 | 0.20232 | 45.3257 | 4.2139 | 45.3257 | 4.2139 | 52.1687 | 5.9423
[34 empty] | 334 | 168 | 334 |  |  |  | 0.0484 | 168 | 0.0484 | 334 | 168 | 334 |  |  |  | 0.0484 | 168 | 0.0484 | 334 | 168 | 334 |  |  |  | 0.0484 | 168 | 0.0484 | [34 empty] | 192 | 194.8823 | 1 | 340 | 0.045 | 192 | 194.8823 | 194.8823 | 0 | 0 | 30743.6405 | 77231.5285 | 101.5775 | 52.9% | 57.32% | 0.039373 | 0.20204 | 45.5277 | 4.2172 | 45.5277 | 4.2172 | 51.9663 | 5.9462
[34 empty] | 333 | 169 | 333 |  |  |  | 0.0483 | 169 | 0.0483 | 333 | 169 | 333 |  |  |  | 0.0483 | 169 | 0.0483 | 333 | 169 | 333 |  |  |  | 0.0483 | 169 | 0.0483 | [34 empty] | 193 | 195.2463 | 1 | 340 | 0.045 | 193 | 195.2463 | 195.2463 | 0 | 0 | 30938.8868 | 77036.6462 | 102.0033 | 52.85% | 57.43% | 0.039391 | 0.20175 | 45.7295 | 4.2205 | 45.7295 | 4.2205 | 51.7643 | 5.95
[34 empty] | 332 | 170 | 332 |  |  |  | 0.0482 | 170 | 0.0482 | 332 | 170 | 332 |  |  |  | 0.0482 | 170 | 0.0482 | 332 | 170 | 332 |  |  |  | 0.0482 | 170 | 0.0482 | [34 empty] | 194 | 195.6102 | 1 | 340 | 0.045 | 194 | 195.6102 | 195.6102 | 0 | 0 | 31134.497 | 76841.4 | 102.428 | 52.8% | 57.53% | 0.039409 | 0.20147 | 45.9309 | 4.2237 | 45.9309 | 4.2237 | 51.5625 | 5.9539
[34 empty] | 331 | 171 | 331 |  |  |  | 0.0481 | 171 | 0.0481 | 331 | 171 | 331 |  |  |  | 0.0481 | 171 | 0.0481 | 331 | 171 | 331 |  |  |  | 0.0481 | 171 | 0.0481 | [34 empty] | 195 | 195.9742 | 1 | 340 | 0.045 | 195 | 195.9742 | 195.9742 | 0 | 0 | 31330.4712 | 76645.7897 | 102.8516 | 52.74% | 57.64% | 0.039426 | 0.20118 | 46.1321 | 4.227 | 46.1321 | 4.227 | 51.3611 | 5.9578
[34 empty] | 330 | 172 | 330 |  |  |  | 0.048 | 172 | 0.048 | 330 | 172 | 330 |  |  |  | 0.048 | 172 | 0.048 | 330 | 172 | 330 |  |  |  | 0.048 | 172 | 0.048 | [34 empty] | 196 | 196.3382 | 1 | 340 | 0.045 | 196 | 196.3382 | 196.3382 | 0 | 0 | 31526.8093 | 76449.8155 | 103.2741 | 52.69% | 57.75% | 0.039444 | 0.2009 | 46.333 | 4.2302 | 46.333 | 4.2302 | 51.1599 | 5.9617
[34 empty] | 329 | 173 | 329 |  |  |  | 0.0479 | 173 | 0.0479 | 329 | 173 | 329 |  |  |  | 0.0479 | 173 | 0.0479 | 329 | 173 | 329 |  |  |  | 0.0479 | 173 | 0.0479 | [34 empty] | 197 | 196.7021 | 1 | 340 | 0.045 | 197 | 196.7021 | 196.7021 | 0 | 0 | 31723.5115 | 76253.4774 | 103.6956 | 52.64% | 57.85% | 0.039461 | 0.20061 | 46.5336 | 4.2335 | 46.5336 | 4.2335 | 50.959 | 5.9656
[34 empty] | 328 | 174 | 328 |  |  |  | 0.0478 | 174 | 0.0478 | 328 | 174 | 328 |  |  |  | 0.0478 | 174 | 0.0478 | 328 | 174 | 328 |  |  |  | 0.0478 | 174 | 0.0478 | [34 empty] | 198 | 197.0661 | 1 | 340 | 0.045 | 198 | 197.0661 | 197.0661 | 0 | 0 | 31920.5776 | 76056.7752 | 104.1159 | 52.58% | 57.96% | 0.039479 | 0.20033 | 46.734 | 4.2367 | 46.734 | 4.2367 | 50.7584 | 5.9695
[34 empty] | 327 | 175 | 327 |  |  |  | 0.0477 | 175 | 0.0477 | 327 | 175 | 327 |  |  |  | 0.0477 | 175 | 0.0477 | 327 | 175 | 327 |  |  |  | 0.0477 | 175 | 0.0477 | [34 empty] | 199 | 197.4301 | 1 | 340 | 0.045 | 199 | 197.4301 | 197.4301 | 0 | 0 | 32118.0077 | 75859.7091 | 104.5353 | 52.53% | 58.07% | 0.039496 | 0.20005 | 46.934 | 4.24 | 46.934 | 4.24 | 50.5581 | 5.9733
[34 empty] | 326 | 176 | 326 |  |  |  | 0.0476 | 176 | 0.0476 | 326 | 176 | 326 |  |  |  | 0.0476 | 176 | 0.0476 | 326 | 176 | 326 |  |  |  | 0.0476 | 176 | 0.0476 | [34 empty] | 200 | 197.794 | 1 | 340 | 0.045 | 200 | 197.794 | 197.794 | 0 | 0 | 32315.8017 | 75662.2791 | 104.9535 | 52.48% | 58.17% | 0.039514 | 0.19977 | 47.1338 | 4.2432 | 47.1338 | 4.2432 | 50.358 | 5.9772
[34 empty] | 325 | 177 | 325 |  |  |  | 0.0475 | 177 | 0.0475 | 325 | 177 | 325 |  |  |  | 0.0475 | 177 | 0.0475 | 325 | 177 | 325 |  |  |  | 0.0475 | 177 | 0.0475 | [34 empty] | 201 | 198.158 | 1 | 340 | 0.045 | 201 | 198.158 | 198.158 | 0 | 0 | 32513.9597 | 75464.485 | 105.3707 | 52.42% | 58.28% | 0.039531 | 0.19949 | 47.3333 | 4.2465 | 47.3333 | 4.2465 | 50.1582 | 5.9811
[34 empty] | 324 | 178 | 324 |  |  |  | 0.0474 | 178 | 0.0474 | 324 | 178 | 324 |  |  |  | 0.0474 | 178 | 0.0474 | 324 | 178 | 324 |  |  |  | 0.0474 | 178 | 0.0474 | [34 empty] | 202 | 198.522 | 1 | 340 | 0.045 | 202 | 198.522 | 198.522 | 0 | 0 | 32712.4817 | 75266.327 | 105.7868 | 52.37% | 58.39% | 0.039549 | 0.19922 | 47.5325 | 4.2497 | 47.5325 | 4.2497 | 49.9587 | 5.9849
[34 empty] | 323 | 179 | 323 |  |  |  | 0.0473 | 179 | 0.0473 | 323 | 179 | 323 |  |  |  | 0.0473 | 179 | 0.0473 | 323 | 179 | 323 |  |  |  | 0.0473 | 179 | 0.0473 | [34 empty] | 203 | 198.886 | 1 | 340 | 0.045 | 203 | 198.886 | 198.886 | 0 | 0 | 32911.3677 | 75067.805 | 106.2019 | 52.32% | 58.5% | 0.039566 | 0.19894 | 47.7314 | 4.253 | 47.7314 | 4.253 | 49.7595 | 5.9888
[34 empty] | 322 | 180 | 322 |  |  |  | 0.0472 | 180 | 0.0472 | 322 | 180 | 322 |  |  |  | 0.0472 | 180 | 0.0472 | 322 | 180 | 322 |  |  |  | 0.0472 | 180 | 0.0472 | [34 empty] | 204 | 199.2499 | 1 | 340 | 0.045 | 204 | 199.2499 | 199.2499 | 0 | 0 | 33110.6176 | 74868.9191 | 106.6158 | 52.26% | 58.6% | 0.039583 | 0.19866 | 47.9301 | 4.2562 | 47.9301 | 4.2562 | 49.5606 | 5.9927
[34 empty] | 321 | 181 | 321 |  |  |  | 0.0471 | 181 | 0.0471 | 321 | 181 | 321 |  |  |  | 0.0471 | 181 | 0.0471 | 321 | 181 | 321 |  |  |  | 0.0471 | 181 | 0.0471 | [34 empty] | 205 | 199.6139 | 1 | 340 | 0.045 | 205 | 199.6139 | 199.6139 | 0 | 0 | 33310.2315 | 74669.6691 | 107.0287 | 52.21% | 58.71% | 0.039601 | 0.19839 | 48.1285 | 4.2594 | 48.1285 | 4.2594 | 49.3619 | 5.9965
[34 empty] | 320 | 182 | 320 |  |  |  | 0.047 | 182 | 0.047 | 320 | 182 | 320 |  |  |  | 0.047 | 182 | 0.047 | 320 | 182 | 320 |  |  |  | 0.047 | 182 | 0.047 | [34 empty] | 206 | 199.9779 | 1 | 340 | 0.045 | 206 | 199.9779 | 199.9779 | 0 | 0 | 33510.2094 | 74470.0552 | 107.4406 | 52.16% | 58.82% | 0.039618 | 0.19811 | 48.3266 | 4.2627 | 48.3266 | 4.2627 | 49.1635 | 6.0004
[34 empty] | 319 | 183 | 319 |  |  |  | 0.0469 | 183 | 0.0469 | 319 | 183 | 319 |  |  |  | 0.0469 | 183 | 0.0469 | 319 | 183 | 319 |  |  |  | 0.0469 | 183 | 0.0469 | [34 empty] | 207 | 200.3418 | 1 | 340 | 0.045 | 207 | 200.3418 | 200.3418 | 0 | 0 | 33710.5512 | 74270.0774 | 107.8513 | 52.1% | 58.92% | 0.039635 | 0.19784 | 48.5244 | 4.2659 | 48.5244 | 4.2659 | 48.9654 | 6.0042
[34 empty] | 318 | 184 | 318 |  |  |  | 0.0468 | 184 | 0.0468 | 318 | 184 | 318 |  |  |  | 0.0468 | 184 | 0.0468 | 318 | 184 | 318 |  |  |  | 0.0468 | 184 | 0.0468 | [34 empty] | 208 | 200.7058 | 1 | 340 | 0.045 | 208 | 200.7058 | 200.7058 | 0 | 0 | 33911.257 | 74069.7355 | 108.261 | 52.05% | 59.03% | 0.039653 | 0.19757 | 48.722 | 4.2691 | 48.722 | 4.2691 | 48.7676 | 6.0081
[34 empty] | 317 | 185 | 317 |  |  |  | 0.0467 | 185 | 0.0467 | 317 | 185 | 317 |  |  |  | 0.0467 | 185 | 0.0467 | 317 | 185 | 317 |  |  |  | 0.0467 | 185 | 0.0467 | [34 empty] | 209 | 201.0698 | 1 | 340 | 0.045 | 209 | 201.0698 | 201.0698 | 0 | 0 | 34112.3268 | 73869.0297 | 108.6696 | 52% | 59.14% | 0.03967 | 0.19729 | 48.9193 | 4.2723 | 48.9193 | 4.2723 | 48.57 | 6.0119
[34 empty] | 316 | 186 | 316 |  |  |  | 0.0466 | 186 | 0.0466 | 316 | 186 | 316 |  |  |  | 0.0466 | 186 | 0.0466 | 316 | 186 | 316 |  |  |  | 0.0466 | 186 | 0.0466 | [34 empty] | 210 | 201.4337 | 1 | 340 | 0.045 | 210 | 201.4337 | 201.4337 | 0 | 0 | 34313.7605 | 73667.9599 | 109.0772 | 51.94% | 59.25% | 0.039687 | 0.19702 | 49.1163 | 4.2756 | 49.1163 | 4.2756 | 48.3727 | 6.0158
[34 empty] | 315 | 187 | 315 |  |  |  | 0.0465 | 187 | 0.0465 | 315 | 187 | 315 |  |  |  | 0.0465 | 187 | 0.0465 | 315 | 187 | 315 |  |  |  | 0.0465 | 187 | 0.0465 | [34 empty] | 211 | 201.7977 | 1 | 340 | 0.045 | 211 | 201.7977 | 201.7977 | 0 | 0 | 34515.5583 | 73466.5262 | 109.4837 | 51.89% | 59.35% | 0.039704 | 0.19675 | 49.3131 | 4.2788 | 49.3131 | 4.2788 | 48.1757 | 6.0196
[34 empty] | 314 | 188 | 314 |  |  |  | 0.0464 | 188 | 0.0464 | 314 | 188 | 314 |  |  |  | 0.0464 | 188 | 0.0464 | 314 | 188 | 314 |  |  |  | 0.0464 | 188 | 0.0464 | [34 empty] | 212 | 202.1617 | 1 | 340 | 0.045 | 212 | 202.1617 | 202.1617 | 0 | 0 | 34717.7199 | 73264.7285 | 109.8891 | 51.83% | 59.46% | 0.039721 | 0.19648 | 49.5095 | 4.282 | 49.5095 | 4.282 | 47.979 | 6.0235
[34 empty] | 313 | 189 | 313 |  |  |  | 0.0463 | 189 | 0.0463 | 313 | 189 | 313 |  |  |  | 0.0463 | 189 | 0.0463 | 313 | 189 | 313 |  |  |  | 0.0463 | 189 | 0.0463 | [34 empty] | 213 | 202.5257 | 1 | 340 | 0.045 | 213 | 202.5257 | 202.5257 | 0 | 0 | 34920.2456 | 73062.5668 | 110.2934 | 51.78% | 59.57% | 0.039739 | 0.19622 | 49.7058 | 4.2852 | 49.7058 | 4.2852 | 47.7825 | 6.0273
[34 empty] | 312 | 190 | 312 |  |  |  | 0.0462 | 190 | 0.0462 | 312 | 190 | 312 |  |  |  | 0.0462 | 190 | 0.0462 | 312 | 190 | 312 |  |  |  | 0.0462 | 190 | 0.0462 | [34 empty] | 214 | 202.8896 | 1 | 340 | 0.045 | 214 | 202.8896 | 202.8896 | 0 | 0 | 35123.1352 | 72860.0411 | 110.6967 | 51.73% | 59.67% | 0.039756 | 0.19595 | 49.9017 | 4.2884 | 49.9017 | 4.2884 | 47.5863 | 6.0312
[34 empty] | 311 | 191 | 311 |  |  |  | 0.0461 | 191 | 0.0461 | 311 | 191 | 311 |  |  |  | 0.0461 | 191 | 0.0461 | 311 | 191 | 311 |  |  |  | 0.0461 | 191 | 0.0461 | [34 empty] | 215 | 203.2536 | 1 | 340 | 0.045 | 215 | 203.2536 | 203.2536 | 0 | 0 | 35326.3888 | 72657.1515 | 111.0989 | 51.67% | 59.78% | 0.039773 | 0.19568 | 50.0974 | 4.2916 | 50.0974 | 4.2916 | 47.3903 | 6.035
[34 empty] | 310 | 192 | 310 |  |  |  | 0.046 | 192 | 0.046 | 310 | 192 | 310 |  |  |  | 0.046 | 192 | 0.046 | 310 | 192 | 310 |  |  |  | 0.046 | 192 | 0.046 | [34 empty] | 216 | 203.6176 | 1 | 340 | 0.045 | 216 | 203.6176 | 203.6176 | 0 | 0 | 35530.0064 | 72453.8979 | 111.5 | 51.62% | 59.89% | 0.03979 | 0.19542 | 50.2928 | 4.2948 | 50.2928 | 4.2948 | 47.1946 | 6.0388
[34 empty] | 309 | 193 | 309 |  |  |  | 0.0459 | 193 | 0.0459 | 309 | 193 | 309 |  |  |  | 0.0459 | 193 | 0.0459 | 309 | 193 | 309 |  |  |  | 0.0459 | 193 | 0.0459 | [34 empty] | 217 | 203.9815 | 1 | 340 | 0.045 | 217 | 203.9815 | 203.9815 | 0 | 0 | 35733.988 | 72250.2803 | 111.9 | 51.57% | 59.99% | 0.039807 | 0.19515 | 50.488 | 4.2981 | 50.488 | 4.2981 | 46.9992 | 6.0427
[34 empty] | 308 | 194 | 308 |  |  |  | 0.0458 | 194 | 0.0458 | 308 | 194 | 308 |  |  |  | 0.0458 | 194 | 0.0458 | 308 | 194 | 308 |  |  |  | 0.0458 | 194 | 0.0458 | [34 empty] | 218 | 204.3455 | 1 | 340 | 0.045 | 218 | 204.3455 | 204.3455 | 0 | 0 | 35938.3335 | 72046.2988 | 112.299 | 51.51% | 60.1% | 0.039824 | 0.19489 | 50.6828 | 4.3013 | 50.6828 | 4.3013 | 46.8041 | 6.0465
[34 empty] | 307 | 195 | 307 |  |  |  | 0.0457 | 195 | 0.0457 | 307 | 195 | 307 |  |  |  | 0.0457 | 195 | 0.0457 | 307 | 195 | 307 |  |  |  | 0.0457 | 195 | 0.0457 | [34 empty] | 219 | 204.7095 | 1 | 340 | 0.045 | 219 | 204.7095 | 204.7095 | 0 | 0 | 36143.0429 | 71841.9533 | 112.6969 | 51.46% | 60.21% | 0.039841 | 0.19462 | 50.8775 | 4.3045 | 50.8775 | 4.3045 | 46.6092 | 6.0503
[34 empty] | 306 | 196 | 306 |  |  |  | 0.0456 | 196 | 0.0456 | 306 | 196 | 306 |  |  |  | 0.0456 | 196 | 0.0456 | 306 | 196 | 306 |  |  |  | 0.0456 | 196 | 0.0456 | [34 empty] | 220 | 205.0735 | 1 | 340 | 0.045 | 220 | 205.0735 | 205.0735 | 0 | 0 | 36348.1164 | 71637.2438 | 113.0938 | 51.41% | 60.32% | 0.039858 | 0.19436 | 51.0718 | 4.3077 | 51.0718 | 4.3077 | 46.4146 | 6.0541
[34 empty] | 305 | 197 | 305 |  |  |  | 0.0455 | 197 | 0.0455 | 305 | 197 | 305 |  |  |  | 0.0455 | 197 | 0.0455 | 305 | 197 | 305 |  |  |  | 0.0455 | 197 | 0.0455 | [34 empty] | 221 | 205.4374 | 1 | 340 | 0.045 | 221 | 205.4374 | 205.4374 | 0 | 0 | 36553.5538 | 71432.1703 | 113.4895 | 51.35% | 60.42% | 0.039875 | 0.1941 | 51.2659 | 4.3109 | 51.2659 | 4.3109 | 46.2202 | 6.058
[34 empty] | 304 | 198 | 304 |  |  |  | 0.0454 | 198 | 0.0454 | 304 | 198 | 304 |  |  |  | 0.0454 | 198 | 0.0454 | 304 | 198 | 304 |  |  |  | 0.0454 | 198 | 0.0454 | [34 empty] | 222 | 205.8014 | 1 | 340 | 0.045 | 222 | 205.8014 | 205.8014 | 0 | 0 | 36759.3552 | 71226.7329 | 113.8842 | 51.3% | 60.53% | 0.039892 | 0.19384 | 51.4598 | 4.3141 | 51.4598 | 4.3141 | 46.0261 | 6.0618
[34 empty] | 303 | 199 | 303 |  |  |  | 0.0453 | 199 | 0.0453 | 303 | 199 | 303 |  |  |  | 0.0453 | 199 | 0.0453 | 303 | 199 | 303 |  |  |  | 0.0453 | 199 | 0.0453 | [34 empty] | 223 | 206.1654 | 1 | 340 | 0.045 | 223 | 206.1654 | 206.1654 | 0 | 0 | 36965.5206 | 71020.9315 | 114.2779 | 51.25% | 60.64% | 0.039909 | 0.19358 | 51.6533 | 4.3172 | 51.6533 | 4.3172 | 45.8323 | 6.0656
[34 empty] | 302 | 200 | 302 |  |  |  | 0.0452 | 200 | 0.0452 | 302 | 200 | 302 |  |  |  | 0.0452 | 200 | 0.0452 | 302 | 200 | 302 |  |  |  | 0.0452 | 200 | 0.0452 | [34 empty] | 224 | 206.5293 | 1 | 340 | 0.045 | 224 | 206.5293 | 206.5293 | 0 | 0 | 37172.0499 | 70814.7662 | 114.6704 | 51.19% | 60.74% | 0.039926 | 0.19332 | 51.8467 | 4.3204 | 51.8467 | 4.3204 | 45.6387 | 6.0694
[34 empty] | 301 | 201 | 301 |  |  |  | 0.0451 | 201 | 0.0451 | 301 | 201 | 301 |  |  |  | 0.0451 | 201 | 0.0451 | 301 | 201 | 301 |  |  |  | 0.0451 | 201 | 0.0451 | [34 empty] | 225 | 206.8933 | 1 | 340 | 0.045 | 225 | 206.8933 | 206.8933 | 0 | 0 | 37378.9432 | 70608.2368 | 115.0619 | 51.14% | 60.85% | 0.039943 | 0.19306 | 52.0397 | 4.3236 | 52.0397 | 4.3236 | 45.4454 | 6.0732
[34 empty] | 300 | 202 | 300 |  |  |  | 0.045 | 202 | 0.045 | 300 | 202 | 300 |  |  |  | 0.045 | 202 | 0.045 | 300 | 202 | 300 |  |  |  | 0.045 | 202 | 0.045 | [34 empty] | 226 | 207.2573 | 1 | 340 | 0.045 | 226 | 207.2573 | 207.2573 | 0 | 0 | 37586.2005 | 70401.3435 | 115.4524 | 51.09% | 60.96% | 0.039959 | 0.1928 | 52.2325 | 4.3268 | 52.2325 | 4.3268 | 45.2523 | 6.077
[34 empty] | 299 | 203 | 299 |  |  |  | 0.0449 | 203 | 0.0449 | 299 | 203 | 299 |  |  |  | 0.0449 | 203 | 0.0449 | 299 | 203 | 299 |  |  |  | 0.0449 | 203 | 0.0449 | [34 empty] | 227 | 207.6212 | 1 | 340 | 0.045 | 227 | 207.6212 | 207.6212 | 0 | 0 | 37793.8217 | 70194.0862 | 115.8417 | 51.03% | 61.07% | 0.039976 | 0.19254 | 52.4251 | 4.33 | 52.4251 | 4.33 | 45.0595 | 6.0808
[34 empty] | 298 | 204 | 298 |  |  |  | 0.0448 | 204 | 0.0448 | 298 | 204 | 298 |  |  |  | 0.0448 | 204 | 0.0448 | 298 | 204 | 298 |  |  |  | 0.0448 | 204 | 0.0448 | [34 empty] | 228 | 207.9852 | 1 | 340 | 0.045 | 228 | 207.9852 | 207.9852 | 0 | 0 | 38001.8069 | 69986.465 | 116.23 | 50.98% | 61.17% | 0.039993 | 0.19229 | 52.6173 | 4.3332 | 52.6173 | 4.3332 | 44.867 | 6.0847
[34 empty] | 297 | 205 | 297 |  |  |  | 0.0447 | 205 | 0.0447 | 297 | 205 | 297 |  |  |  | 0.0447 | 205 | 0.0447 | 297 | 205 | 297 |  |  |  | 0.0447 | 205 | 0.0447 | [34 empty] | 229 | 208.3492 | 1 | 340 | 0.045 | 229 | 208.3492 | 208.3492 | 0 | 0 | 38210.1561 | 69778.4798 | 116.6172 | 50.92% | 61.28% | 0.04001 | 0.19203 | 52.8094 | 4.3364 | 52.8094 | 4.3364 | 44.6747 | 6.0885
[34 empty] | 296 | 206 | 296 |  |  |  | 0.0446 | 206 | 0.0446 | 296 | 206 | 296 |  |  |  | 0.0446 | 206 | 0.0446 | 296 | 206 | 296 |  |  |  | 0.0446 | 206 | 0.0446 | [34 empty] | 230 | 208.7132 | 1 | 340 | 0.045 | 230 | 208.7132 | 208.7132 | 0 | 0 | 38418.8693 | 69570.1306 | 117.0033 | 50.87% | 61.39% | 0.040027 | 0.19178 | 53.0012 | 4.3395 | 53.0012 | 4.3395 | 44.4826 | 6.0923
[34 empty] | 295 | 207 | 295 |  |  |  | 0.0445 | 207 | 0.0445 | 295 | 207 | 295 |  |  |  | 0.0445 | 207 | 0.0445 | 295 | 207 | 295 |  |  |  | 0.0445 | 207 | 0.0445 | [34 empty] | 231 | 209.0771 | 1 | 340 | 0.045 | 231 | 209.0771 | 209.0771 | 0 | 0 | 38627.9464 | 69361.4175 | 117.3884 | 50.82% | 61.49% | 0.040043 | 0.19152 | 53.1927 | 4.3427 | 53.1927 | 4.3427 | 44.2909 | 6.0961
[34 empty] | 294 | 208 | 294 |  |  |  | 0.0444 | 208 | 0.0444 | 294 | 208 | 294 |  |  |  | 0.0444 | 208 | 0.0444 | 294 | 208 | 294 |  |  |  | 0.0444 | 208 | 0.0444 | [34 empty] | 232 | 209.4411 | 1 | 340 | 0.045 | 232 | 209.4411 | 209.4411 | 0 | 0 | 38837.3875 | 69152.3403 | 117.7724 | 50.76% | 61.6% | 0.04006 | 0.19127 | 53.384 | 4.3459 | 53.384 | 4.3459 | 44.0993 | 6.0999
[34 empty] | 293 | 209 | 293 |  |  |  | 0.0443 | 209 | 0.0443 | 293 | 209 | 293 |  |  |  | 0.0443 | 209 | 0.0443 | 293 | 209 | 293 |  |  |  | 0.0443 | 209 | 0.0443 | [34 empty] | 233 | 209.8051 | 1 | 340 | 0.045 | 233 | 209.8051 | 209.8051 | 0 | 0 | 39047.1926 | 68942.8992 | 118.1553 | 50.71% | 61.71% | 0.040077 | 0.19102 | 53.575 | 4.349 | 53.575 | 4.349 | 43.9081 | 6.1037
[34 empty] | 292 | 210 | 292 |  |  |  | 0.0442 | 210 | 0.0442 | 292 | 210 | 292 |  |  |  | 0.0442 | 210 | 0.0442 | 292 | 210 | 292 |  |  |  | 0.0442 | 210 | 0.0442 | [34 empty] | 234 | 210.169 | 1 | 340 | 0.045 | 234 | 210.169 | 210.169 | 0 | 0 | 39257.3616 | 68733.0942 | 118.5372 | 50.66% | 61.81% | 0.040094 | 0.19077 | 53.7657 | 4.3522 | 53.7657 | 4.3522 | 43.717 | 6.1075
[34 empty] | 291 | 211 | 291 |  |  |  | 0.0441 | 211 | 0.0441 | 291 | 211 | 291 |  |  |  | 0.0441 | 211 | 0.0441 | 291 | 211 | 291 |  |  |  | 0.0441 | 211 | 0.0441 | [34 empty] | 235 | 210.533 | 1 | 340 | 0.045 | 235 | 210.533 | 210.533 | 0 | 0 | 39467.8946 | 68522.9251 | 118.918 | 50.6% | 61.92% | 0.04011 | 0.19052 | 53.9563 | 4.3554 | 53.9563 | 4.3554 | 43.5263 | 6.1113
[34 empty] | 290 | 212 | 290 |  |  |  | 0.044 | 212 | 0.044 | 290 | 212 | 290 |  |  |  | 0.044 | 212 | 0.044 | 290 | 212 | 290 |  |  |  | 0.044 | 212 | 0.044 | [34 empty] | 236 | 210.897 | 1 | 340 | 0.045 | 236 | 210.897 | 210.897 | 0 | 0 | 39678.7916 | 68312.3921 | 119.2977 | 50.55% | 62.03% | 0.040127 | 0.19027 | 54.1465 | 4.3585 | 54.1465 | 4.3585 | 43.3358 | 6.115
[34 empty] | 289 | 213 | 289 |  |  |  | 0.0439 | 213 | 0.0439 | 289 | 213 | 289 |  |  |  | 0.0439 | 213 | 0.0439 | 289 | 213 | 289 |  |  |  | 0.0439 | 213 | 0.0439 | [34 empty] | 237 | 211.2609 | 1 | 340 | 0.045 | 237 | 211.2609 | 211.2609 | 0 | 0 | 39890.0525 | 68101.4952 | 119.6763 | 50.5% | 62.14% | 0.040143 | 0.19002 | 54.3365 | 4.3617 | 54.3365 | 4.3617 | 43.1455 | 6.1188
[34 empty] | 288 | 214 | 288 |  |  |  | 0.0438 | 214 | 0.0438 | 288 | 214 | 288 |  |  |  | 0.0438 | 214 | 0.0438 | 288 | 214 | 288 |  |  |  | 0.0438 | 214 | 0.0438 | [34 empty] | 238 | 211.6249 | 1 | 340 | 0.045 | 238 | 211.6249 | 211.6249 | 0 | 0 | 40101.6774 | 67890.2342 | 120.0539 | 50.44% | 62.24% | 0.04016 | 0.18977 | 54.5263 | 4.3649 | 54.5263 | 4.3649 | 42.9555 | 6.1226
[34 empty] | 287 | 215 | 287 |  |  |  | 0.0437 | 215 | 0.0437 | 287 | 215 | 287 |  |  |  | 0.0437 | 215 | 0.0437 | 287 | 215 | 287 |  |  |  | 0.0437 | 215 | 0.0437 | [34 empty] | 239 | 211.9889 | 1 | 340 | 0.045 | 239 | 211.9889 | 211.9889 | 0 | 0 | 40313.6663 | 67678.6093 | 120.4304 | 50.39% | 62.35% | 0.040177 | 0.18952 | 54.7158 | 4.368 | 54.7158 | 4.368 | 42.7657 | 6.1264
[34 empty] | 286 | 216 | 286 |  |  |  | 0.0436 | 216 | 0.0436 | 286 | 216 | 286 |  |  |  | 0.0436 | 216 | 0.0436 | 286 | 216 | 286 |  |  |  | 0.0436 | 216 | 0.0436 | [34 empty] | 240 | 212.3529 | 1 | 340 | 0.045 | 240 | 212.3529 | 212.3529 | 0 | 0 | 40526.0192 | 67466.6204 | 120.8058 | 50.34% | 62.46% | 0.040193 | 0.18928 | 54.9051 | 4.3712 | 54.9051 | 4.3712 | 42.5762 | 6.1302
[34 empty] | 285 | 217 | 285 |  |  |  | 0.0435 | 217 | 0.0435 | 285 | 217 | 285 |  |  |  | 0.0435 | 217 | 0.0435 | 285 | 217 | 285 |  |  |  | 0.0435 | 217 | 0.0435 | [34 empty] | 241 | 212.7168 | 1 | 340 | 0.045 | 241 | 212.7168 | 212.7168 | 0 | 0 | 40738.736 | 67254.2675 | 121.1802 | 50.28% | 62.56% | 0.04021 | 0.18903 | 55.0941 | 4.3743 | 55.0941 | 4.3743 | 42.3869 | 6.134
[34 empty] | 284 | 218 | 284 |  |  |  | 0.0434 | 218 | 0.0434 | 284 | 218 | 284 |  |  |  | 0.0434 | 218 | 0.0434 | 284 | 218 | 284 |  |  |  | 0.0434 | 218 | 0.0434 | [34 empty] | 242 | 213.0808 | 1 | 340 | 0.045 | 242 | 213.0808 | 213.0808 | 0 | 0 | 40951.8168 | 67041.5507 | 121.5535 | 50.23% | 62.67% | 0.040226 | 0.18878 | 55.2829 | 4.3775 | 55.2829 | 4.3775 | 42.1979 | 6.1377
[34 empty] | 283 | 219 | 283 |  |  |  | 0.0433 | 219 | 0.0433 | 283 | 219 | 283 |  |  |  | 0.0433 | 219 | 0.0433 | 283 | 219 | 283 |  |  |  | 0.0433 | 219 | 0.0433 | [34 empty] | 243 | 213.4448 | 1 | 340 | 0.045 | 243 | 213.4448 | 213.4448 | 0 | 0 | 41165.2616 | 66828.4699 | 121.9257 | 50.18% | 62.78% | 0.040243 | 0.18854 | 55.4715 | 4.3806 | 55.4715 | 4.3806 | 42.0091 | 6.1415
[34 empty] | 282 | 220 | 282 |  |  |  | 0.0432 | 220 | 0.0432 | 282 | 220 | 282 |  |  |  | 0.0432 | 220 | 0.0432 | 282 | 220 | 282 |  |  |  | 0.0432 | 220 | 0.0432 | [34 empty] | 244 | 213.8087 | 1 | 340 | 0.045 | 244 | 213.8087 | 213.8087 | 0 | 0 | 41379.0703 | 66615.0252 | 122.2969 | 50.12% | 62.88% | 0.040259 | 0.18829 | 55.6598 | 4.3838 | 55.6598 | 4.3838 | 41.8206 | 6.1453
[34 empty] | 281 | 221 | 281 |  |  |  | 0.0431 | 221 | 0.0431 | 281 | 221 | 281 |  |  |  | 0.0431 | 221 | 0.0431 | 281 | 221 | 281 |  |  |  | 0.0431 | 221 | 0.0431 | [34 empty] | 245 | 214.1727 | 1 | 340 | 0.045 | 245 | 214.1727 | 214.1727 | 0 | 0 | 41593.243 | 66401.2164 | 122.6669 | 50.07% | 62.99% | 0.040276 | 0.18805 | 55.8478 | 4.3869 | 55.8478 | 4.3869 | 41.6323 | 6.1491
[34 empty] | 280 | 222 | 280 |  |  |  | 0.043 | 222 | 0.043 | 280 | 222 | 280 |  |  |  | 0.043 | 222 | 0.043 | 280 | 222 | 280 |  |  |  | 0.043 | 222 | 0.043 | [34 empty] | 246 | 214.5367 | 1 | 340 | 0.045 | 246 | 214.5367 | 214.5367 | 0 | 0 | 41807.7797 | 66187.0437 | 123.0359 | 50.01% | 63.1% | 0.040292 | 0.18781 | 56.0356 | 4.3901 | 56.0356 | 4.3901 | 41.4442 | 6.1529
[34 empty] | 279 | 223 | 279 |  |  |  | 0.0429 | 223 | 0.0429 | 279 | 223 | 279 |  |  |  | 0.0429 | 223 | 0.0429 | 279 | 223 | 279 |  |  |  | 0.0429 | 223 | 0.0429 | [34 empty] | 247 | 214.9006 | 1 | 340 | 0.045 | 247 | 214.9006 | 214.9006 | 0 | 0 | 42022.6803 | 65972.507 | 123.4039 | 49.96% | 63.21% | 0.040308 | 0.18757 | 56.2232 | 4.3932 | 56.2232 | 4.3932 | 41.2564 | 6.1566
[34 empty] | 278 | 224 | 278 |  |  |  | 0.0428 | 224 | 0.0428 | 278 | 224 | 278 |  |  |  | 0.0428 | 224 | 0.0428 | 278 | 224 | 278 |  |  |  | 0.0428 | 224 | 0.0428 | [34 empty] | 248 | 215.2646 | 1 | 340 | 0.045 | 248 | 215.2646 | 215.2646 | 0 | 0 | 42237.945 | 65757.6064 | 123.7708 | 49.91% | 63.31% | 0.040325 | 0.18733 | 56.4105 | 4.3963 | 56.4105 | 4.3963 | 41.0688 | 6.1604
[34 empty] | 277 | 225 | 277 |  |  |  | 0.0427 | 225 | 0.0427 | 277 | 225 | 277 |  |  |  | 0.0427 | 225 | 0.0427 | 277 | 225 | 277 |  |  |  | 0.0427 | 225 | 0.0427 | [34 empty] | 249 | 215.6286 | 1 | 340 | 0.045 | 249 | 215.6286 | 215.6286 | 0 | 0 | 42453.5735 | 65542.3418 | 124.1365 | 49.85% | 63.42% | 0.040341 | 0.18709 | 56.5976 | 4.3995 | 56.5976 | 4.3995 | 40.8815 | 6.1642
[34 empty] | 276 | 226 | 276 |  |  |  | 0.0426 | 226 | 0.0426 | 276 | 226 | 276 |  |  |  | 0.0426 | 226 | 0.0426 | 276 | 226 | 276 |  |  |  | 0.0426 | 226 | 0.0426 | [34 empty] | 250 | 215.9926 | 1 | 340 | 0.045 | 250 | 215.9926 | 215.9926 | 0 | 0 | 42669.5661 | 65326.7132 | 124.5013 | 49.8% | 63.53% | 0.040357 | 0.18685 | 56.7844 | 4.4026 | 56.7844 | 4.4026 | 40.6944 | 6.1679
[34 empty] | 275 | 227 | 275 |  |  |  | 0.0425 | 227 | 0.0425 | 275 | 227 | 275 |  |  |  | 0.0425 | 227 | 0.0425 | 275 | 227 | 275 |  |  |  | 0.0425 | 227 | 0.0425 | [34 empty] | 251 | 216.3565 | 1 | 340 | 0.045 | 251 | 216.3565 | 216.3565 | 0 | 0 | 42885.9226 | 65110.7206 | 124.8649 | 49.75% | 63.63% | 0.040374 | 0.18661 | 56.9711 | 4.4057 | 56.9711 | 4.4057 | 40.5076 | 6.1717
[34 empty] | 274 | 228 | 274 |  |  |  | 0.0424 | 228 | 0.0424 | 274 | 228 | 274 |  |  |  | 0.0424 | 228 | 0.0424 | 274 | 228 | 274 |  |  |  | 0.0424 | 228 | 0.0424 | [34 empty] | 252 | 216.7205 | 1 | 340 | 0.045 | 252 | 216.7205 | 216.7205 | 0 | 0 | 43102.6431 | 64894.3641 | 125.2275 | 49.69% | 63.74% | 0.04039 | 0.18637 | 57.1574 | 4.4089 | 57.1574 | 4.4089 | 40.321 | 6.1754
[34 empty] | 273 | 229 | 273 |  |  |  | 0.0423 | 229 | 0.0423 | 273 | 229 | 273 |  |  |  | 0.0423 | 229 | 0.0423 | 273 | 229 | 273 |  |  |  | 0.0423 | 229 | 0.0423 | [34 empty] | 253 | 217.0845 | 1 | 340 | 0.045 | 253 | 217.0845 | 217.0845 | 0 | 0 | 43319.7276 | 64677.6436 | 125.589 | 49.64% | 63.85% | 0.040406 | 0.18613 | 57.3436 | 4.412 | 57.3436 | 4.412 | 40.1346 | 6.1792
[34 empty] | 272 | 230 | 272 |  |  |  | 0.0422 | 230 | 0.0422 | 272 | 230 | 272 |  |  |  | 0.0422 | 230 | 0.0422 | 272 | 230 | 272 |  |  |  | 0.0422 | 230 | 0.0422 | [34 empty] | 254 | 217.4484 | 1 | 340 | 0.045 | 254 | 217.4484 | 217.4484 | 0 | 0 | 43537.176 | 64460.5591 | 125.9495 | 49.59% | 63.96% | 0.040422 | 0.18589 | 57.5294 | 4.4151 | 57.5294 | 4.4151 | 39.9485 | 6.183
[34 empty] | 271 | 231 | 271 |  |  |  | 0.0421 | 231 | 0.0421 | 271 | 231 | 271 |  |  |  | 0.0421 | 231 | 0.0421 | 271 | 231 | 271 |  |  |  | 0.0421 | 231 | 0.0421 | [34 empty] | 255 | 217.8124 | 1 | 340 | 0.045 | 255 | 217.8124 | 217.8124 | 0 | 0 | 43754.9884 | 64243.1107 | 126.3089 | 49.53% | 64.06% | 0.040439 | 0.18566 | 57.7151 | 4.4183 | 57.7151 | 4.4183 | 39.7626 | 6.1867
[34 empty] | 270 | 232 | 270 |  |  |  | 0.042 | 232 | 0.042 | 270 | 232 | 270 |  |  |  | 0.042 | 232 | 0.042 | 270 | 232 | 270 |  |  |  | 0.042 | 232 | 0.042 | [34 empty] | 256 | 218.1764 | 1 | 340 | 0.045 | 256 | 218.1764 | 218.1764 | 0 | 0 | 43973.1648 | 64025.2983 | 126.6672 | 49.48% | 64.17% | 0.040455 | 0.18542 | 57.9005 | 4.4214 | 57.9005 | 4.4214 | 39.5769 | 6.1905
[34 empty] | 269 | 233 | 269 |  |  |  | 0.0419 | 233 | 0.0419 | 269 | 233 | 269 |  |  |  | 0.0419 | 233 | 0.0419 | 269 | 233 | 269 |  |  |  | 0.0419 | 233 | 0.0419 | [34 empty] | 257 | 218.5404 | 1 | 340 | 0.045 | 257 | 218.5404 | 218.5404 | 0 | 0 | 44191.7052 | 63807.1219 | 127.0244 | 49.43% | 64.28% | 0.040471 | 0.18519 | 58.0857 | 4.4245 | 58.0857 | 4.4245 | 39.3915 | 6.1942
[34 empty] | 268 | 234 | 268 |  |  |  | 0.0418 | 234 | 0.0418 | 268 | 234 | 268 |  |  |  | 0.0418 | 234 | 0.0418 | 268 | 234 | 268 |  |  |  | 0.0418 | 234 | 0.0418 | [34 empty] | 258 | 218.9043 | 1 | 340 | 0.045 | 258 | 218.9043 | 218.9043 | 0 | 0 | 44410.6095 | 63588.5815 | 127.3806 | 49.37% | 64.38% | 0.040487 | 0.18495 | 58.2707 | 4.4276 | 58.2707 | 4.4276 | 39.2063 | 6.198
[34 empty] | 267 | 235 | 267 |  |  |  | 0.0417 | 235 | 0.0417 | 267 | 235 | 267 |  |  |  | 0.0417 | 235 | 0.0417 | 267 | 235 | 267 |  |  |  | 0.0417 | 235 | 0.0417 | [34 empty] | 259 | 219.2683 | 1 | 340 | 0.045 | 259 | 219.2683 | 219.2683 | 0 | 0 | 44629.8778 | 63369.6772 | 127.7357 | 49.32% | 64.49% | 0.040503 | 0.18472 | 58.4554 | 4.4307 | 58.4554 | 4.4307 | 39.0213 | 6.2017
[34 empty] | 266 | 236 | 266 |  |  |  | 0.0416 | 236 | 0.0416 | 266 | 236 | 266 |  |  |  | 0.0416 | 236 | 0.0416 | 266 | 236 | 266 |  |  |  | 0.0416 | 236 | 0.0416 | [34 empty] | 260 | 219.6323 | 1 | 340 | 0.045 | 260 | 219.6323 | 219.6323 | 0 | 0 | 44849.51 | 63150.4089 | 128.0897 | 49.27% | 64.6% | 0.04052 | 0.18449 | 58.6399 | 4.4338 | 58.6399 | 4.4338 | 38.8366 | 6.2055
[34 empty] | 265 | 237 | 265 |  |  |  | 0.0415 | 237 | 0.0415 | 265 | 237 | 265 |  |  |  | 0.0415 | 237 | 0.0415 | 265 | 237 | 265 |  |  |  | 0.0415 | 237 | 0.0415 | [34 empty] | 261 | 219.9962 | 1 | 340 | 0.045 | 261 | 219.9962 | 219.9962 | 0 | 0 | 45069.5063 | 62930.7767 | 128.4426 | 49.21% | 64.7% | 0.040536 | 0.18426 | 58.8241 | 4.437 | 58.8241 | 4.437 | 38.6521 | 6.2092
[34 empty] | 264 | 238 | 264 |  |  |  | 0.0414 | 238 | 0.0414 | 264 | 238 | 264 |  |  |  | 0.0414 | 238 | 0.0414 | 264 | 238 | 264 |  |  |  | 0.0414 | 238 | 0.0414 | [34 empty] | 262 | 220.3602 | 1 | 340 | 0.045 | 262 | 220.3602 | 220.3602 | 0 | 0 | 45289.8665 | 62710.7804 | 128.7945 | 49.16% | 64.81% | 0.040552 | 0.18402 | 59.0082 | 4.4401 | 59.0082 | 4.4401 | 38.4679 | 6.213
[34 empty] | 263 | 239 | 263 |  |  |  | 0.0413 | 239 | 0.0413 | 263 | 239 | 263 |  |  |  | 0.0413 | 239 | 0.0413 | 263 | 239 | 263 |  |  |  | 0.0413 | 239 | 0.0413 | [34 empty] | 263 | 220.7242 | 1 | 340 | 0.045 | 263 | 220.7242 | 220.7242 | 0 | 0 | 45510.5907 | 62490.4202 | 129.1453 | 49.1% | 64.92% | 0.040568 | 0.18379 | 59.192 | 4.4432 | 59.192 | 4.4432 | 38.2839 | 6.2167
[34 empty] | 262 | 240 | 262 |  |  |  | 0.0412 | 240 | 0.0412 | 262 | 240 | 262 |  |  |  | 0.0412 | 240 | 0.0412 | 262 | 240 | 262 |  |  |  | 0.0412 | 240 | 0.0412 | [34 empty] | 264 | 221.0881 | 1 | 340 | 0.045 | 264 | 221.0881 | 221.0881 | 0 | 0 | 45731.6788 | 62269.6961 | 129.4951 | 49.05% | 65.03% | 0.040584 | 0.18356 | 59.3755 | 4.4463 | 59.3755 | 4.4463 | 38.1001 | 6.2205
[34 empty] | 261 | 241 | 261 |  |  |  | 0.0411 | 241 | 0.0411 | 261 | 241 | 261 |  |  |  | 0.0411 | 241 | 0.0411 | 261 | 241 | 261 |  |  |  | 0.0411 | 241 | 0.0411 | [34 empty] | 265 | 221.4521 | 1 | 340 | 0.045 | 265 | 221.4521 | 221.4521 | 0 | 0 | 45953.1309 | 62048.6079 | 129.8437 | 49% | 65.13% | 0.0406 | 0.18333 | 59.5589 | 4.4494 | 59.5589 | 4.4494 | 37.9165 | 6.2242
[34 empty] | 260 | 242 | 260 |  |  |  | 0.041 | 242 | 0.041 | 260 | 242 | 260 |  |  |  | 0.041 | 242 | 0.041 | 260 | 242 | 260 |  |  |  | 0.041 | 242 | 0.041 | [34 empty] | 266 | 221.8161 | 1 | 340 | 0.045 | 266 | 221.8161 | 221.8161 | 0 | 0 | 46174.947 | 61827.1558 | 130.1913 | 48.94% | 65.24% | 0.040616 | 0.18311 | 59.742 | 4.4525 | 59.742 | 4.4525 | 37.7332 | 6.2279
[34 empty] | 259 | 243 | 259 |  |  |  | 0.0409 | 243 | 0.0409 | 259 | 243 | 259 |  |  |  | 0.0409 | 243 | 0.0409 | 259 | 243 | 259 |  |  |  | 0.0409 | 243 | 0.0409 | [34 empty] | 267 | 222.1801 | 1 | 340 | 0.045 | 267 | 222.1801 | 222.1801 | 0 | 0 | 46397.127 | 61605.3397 | 130.5379 | 48.89% | 65.35% | 0.040632 | 0.18288 | 59.9248 | 4.4556 | 59.9248 | 4.4556 | 37.5501 | 6.2317
[34 empty] | 258 | 244 | 258 |  |  |  | 0.0408 | 244 | 0.0408 | 258 | 244 | 258 |  |  |  | 0.0408 | 244 | 0.0408 | 258 | 244 | 258 |  |  |  | 0.0408 | 244 | 0.0408 | [34 empty] | 268 | 222.544 | 1 | 340 | 0.045 | 268 | 222.544 | 222.544 | 0 | 0 | 46619.6711 | 61383.1597 | 130.8833 | 48.84% | 65.45% | 0.040648 | 0.18265 | 60.1075 | 4.4587 | 60.1075 | 4.4587 | 37.3672 | 6.2354
[34 empty] | 257 | 245 | 257 |  |  |  | 0.0407 | 245 | 0.0407 | 257 | 245 | 257 |  |  |  | 0.0407 | 245 | 0.0407 | 257 | 245 | 257 |  |  |  | 0.0407 | 245 | 0.0407 | [34 empty] | 269 | 222.908 | 1 | 340 | 0.045 | 269 | 222.908 | 222.908 | 0 | 0 | 46842.5791 | 61160.6157 | 131.2277 | 48.78% | 65.56% | 0.040664 | 0.18242 | 60.2899 | 4.4618 | 60.2899 | 4.4618 | 37.1845 | 6.2392
[34 empty] | 256 | 246 | 256 |  |  |  | 0.0406 | 246 | 0.0406 | 256 | 246 | 256 |  |  |  | 0.0406 | 246 | 0.0406 | 256 | 246 | 256 |  |  |  | 0.0406 | 246 | 0.0406 | [34 empty] | 270 | 223.272 | 1 | 340 | 0.045 | 270 | 223.272 | 223.272 | 0 | 0 | 47065.851 | 60937.7077 | 131.571 | 48.73% | 65.67% | 0.04068 | 0.1822 | 60.4721 | 4.4649 | 60.4721 | 4.4649 | 37.0021 | 6.2429
[34 empty] | 255 | 247 | 255 |  |  |  | 0.0405 | 247 | 0.0405 | 255 | 247 | 255 |  |  |  | 0.0405 | 247 | 0.0405 | 255 | 247 | 255 |  |  |  | 0.0405 | 247 | 0.0405 | [34 empty] | 271 | 223.6359 | 1 | 340 | 0.045 | 271 | 223.6359 | 223.6359 | 0 | 0 | 47289.487 | 60714.4357 | 131.9133 | 48.68% | 65.78% | 0.040696 | 0.18197 | 60.6541 | 4.468 | 60.6541 | 4.468 | 36.8199 | 6.2466
[34 empty] | 254 | 248 | 254 |  |  |  | 0.0404 | 248 | 0.0404 | 254 | 248 | 254 |  |  |  | 0.0404 | 248 | 0.0404 | 254 | 248 | 254 |  |  |  | 0.0404 | 248 | 0.0404 | [34 empty] | 272 | 223.9999 | 1 | 340 | 0.045 | 272 | 223.9999 | 223.9999 | 0 | 0 | 47513.4869 | 60490.7998 | 132.2545 | 48.62% | 65.88% | 0.040711 | 0.18175 | 60.8358 | 4.471 | 60.8358 | 4.471 | 36.6379 | 6.2504
[34 empty] | 253 | 249 | 253 |  |  |  | 0.0403 | 249 | 0.0403 | 253 | 249 | 253 |  |  |  | 0.0403 | 249 | 0.0403 | 253 | 249 | 253 |  |  |  | 0.0403 | 249 | 0.0403 | [34 empty] | 273 | 224.3639 | 1 | 340 | 0.045 | 273 | 224.3639 | 224.3639 | 0 | 0 | 47737.8507 | 60266.7999 | 132.5946 | 48.57% | 65.99% | 0.040727 | 0.18152 | 61.0174 | 4.4741 | 61.0174 | 4.4741 | 36.4562 | 6.2541
[34 empty] | 252 | 250 | 252 |  |  |  | 0.0402 | 250 | 0.0402 | 252 | 250 | 252 |  |  |  | 0.0402 | 250 | 0.0402 | 252 | 250 | 252 |  |  |  | 0.0402 | 250 | 0.0402 | [34 empty] | 274 | 224.7278 | 1 | 340 | 0.045 | 274 | 224.7278 | 224.7278 | 0 | 0 | 47962.5786 | 60042.436 | 132.9336 | 48.52% | 66.1% | 0.040743 | 0.1813 | 61.1987 | 4.4772 | 61.1987 | 4.4772 | 36.2747 | 6.2578
[34 empty] | 251 | 251 | 251 |  |  |  | 0.0401 | 251 | 0.0401 | 251 | 251 | 251 |  |  |  | 0.0401 | 251 | 0.0401 | 251 | 251 | 251 |  |  |  | 0.0401 | 251 | 0.0401 | [34 empty] | 275 | 225.0918 | 1 | 340 | 0.045 | 275 | 225.0918 | 225.0918 | 0 | 0 | 48187.6704 | 59817.7081 | 133.2716 | 48.46% | 66.2% | 0.040759 | 0.18108 | 61.3797 | 4.4803 | 61.3797 | 4.4803 | 36.0934 | 6.2615
[34 empty] | 250 | 252 | 250 |  |  |  | 0.04 | 252 | 0.04 | 250 | 252 | 250 |  |  |  | 0.04 | 252 | 0.04 | 250 | 252 | 250 |  |  |  | 0.04 | 252 | 0.04 | [34 empty] | 276 | 225.4558 | 1 | 340 | 0.045 | 276 | 225.4558 | 225.4558 | 0 | 0 | 48413.1262 | 59592.6163 | 133.6085 | 48.41% | 66.31% | 0.040775 | 0.18086 | 61.5606 | 4.4834 | 61.5606 | 4.4834 | 35.9123 | 6.2653
[34 empty] | 249 | 253 | 249 |  |  |  | 0.0399 | 253 | 0.0399 | 249 | 253 | 249 |  |  |  | 0.0399 | 253 | 0.0399 | 249 | 253 | 249 |  |  |  | 0.0399 | 253 | 0.0399 | [34 empty] | 277 | 225.8198 | 1 | 340 | 0.045 | 277 | 225.8198 | 225.8198 | 0 | 0 | 48638.9459 | 59367.1605 | 133.9443 | 48.36% | 66.42% | 0.040791 | 0.18063 | 61.7412 | 4.4865 | 61.7412 | 4.4865 | 35.7314 | 6.269
[34 empty] | 248 | 254 | 248 |  |  |  | 0.0398 | 254 | 0.0398 | 248 | 254 | 248 |  |  |  | 0.0398 | 254 | 0.0398 | 248 | 254 | 248 |  |  |  | 0.0398 | 254 | 0.0398 | [34 empty] | 278 | 226.1837 | 1 | 340 | 0.045 | 278 | 226.1837 | 226.1837 | 0 | 0 | 48865.1297 | 59141.3408 | 134.279 | 48.3% | 66.52% | 0.040806 | 0.18041 | 61.9216 | 4.4895 | 61.9216 | 4.4895 | 35.5508 | 6.2727
[34 empty] | 247 | 255 | 247 |  |  |  | 0.0397 | 255 | 0.0397 | 247 | 255 | 247 |  |  |  | 0.0397 | 255 | 0.0397 | 247 | 255 | 247 |  |  |  | 0.0397 | 255 | 0.0397 | [34 empty] | 279 | 226.5477 | 1 | 340 | 0.045 | 279 | 226.5477 | 226.5477 | 0 | 0 | 49091.6774 | 58915.1571 | 134.6127 | 48.25% | 66.63% | 0.040822 | 0.18019 | 62.1018 | 4.4926 | 62.1018 | 4.4926 | 35.3704 | 6.2764
[34 empty] | 246 | 256 | 246 |  |  |  | 0.0396 | 256 | 0.0396 | 246 | 256 | 246 |  |  |  | 0.0396 | 256 | 0.0396 | 246 | 256 | 246 |  |  |  | 0.0396 | 256 | 0.0396 | [34 empty] | 280 | 226.9117 | 1 | 340 | 0.045 | 280 | 226.9117 | 226.9117 | 0 | 0 | 49318.589 | 58688.6094 | 134.9453 | 48.19% | 66.74% | 0.040838 | 0.17997 | 62.2818 | 4.4957 | 62.2818 | 4.4957 | 35.1902 | 6.2802
[34 empty] | 245 | 257 | 245 |  |  |  | 0.0395 | 257 | 0.0395 | 245 | 257 | 245 |  |  |  | 0.0395 | 257 | 0.0395 | 245 | 257 | 245 |  |  |  | 0.0395 | 257 | 0.0395 | [34 empty] | 281 | 227.2756 | 1 | 340 | 0.045 | 281 | 227.2756 | 227.2756 | 0 | 0 | 49545.8647 | 58461.6977 | 135.2769 | 48.14% | 66.85% | 0.040854 | 0.17975 | 62.4616 | 4.4988 | 62.4616 | 4.4988 | 35.0102 | 6.2839
[34 empty] | 244 | 258 | 244 |  |  |  | 0.0394 | 258 | 0.0394 | 244 | 258 | 244 |  |  |  | 0.0394 | 258 | 0.0394 | 244 | 258 | 244 |  |  |  | 0.0394 | 258 | 0.0394 | [34 empty] | 282 | 227.6396 | 1 | 340 | 0.045 | 282 | 227.6396 | 227.6396 | 0 | 0 | 49773.5043 | 58234.4221 | 135.6073 | 48.09% | 66.95% | 0.040869 | 0.17954 | 62.6411 | 4.5018 | 62.6411 | 4.5018 | 34.8305 | 6.2876
[34 empty] | 243 | 259 | 243 |  |  |  | 0.0393 | 259 | 0.0393 | 243 | 259 | 243 |  |  |  | 0.0393 | 259 | 0.0393 | 243 | 259 | 243 |  |  |  | 0.0393 | 259 | 0.0393 | [34 empty] | 283 | 228.0036 | 1 | 340 | 0.045 | 283 | 228.0036 | 228.0036 | 0 | 0 | 50001.5078 | 58006.7825 | 135.9367 | 48.03% | 67.06% | 0.040885 | 0.17932 | 62.8204 | 4.5049 | 62.8204 | 4.5049 | 34.6509 | 6.2913
[34 empty] | 242 | 260 | 242 |  |  |  | 0.0392 | 260 | 0.0392 | 242 | 260 | 242 |  |  |  | 0.0392 | 260 | 0.0392 | 242 | 260 | 242 |  |  |  | 0.0392 | 260 | 0.0392 | [34 empty] | 284 | 228.3675 | 1 | 340 | 0.045 | 284 | 228.3675 | 228.3675 | 0 | 0 | 50229.8754 | 57778.7789 | 136.2651 | 47.98% | 67.17% | 0.040901 | 0.1791 | 62.9995 | 4.508 | 62.9995 | 4.508 | 34.4716 | 6.295
[34 empty] | 241 | 261 | 241 |  |  |  | 0.0391 | 261 | 0.0391 | 241 | 261 | 241 |  |  |  | 0.0391 | 261 | 0.0391 | 241 | 261 | 241 |  |  |  | 0.0391 | 261 | 0.0391 | [34 empty] | 285 | 228.7315 | 1 | 340 | 0.045 | 285 | 228.7315 | 228.7315 | 0 | 0 | 50458.6069 | 57550.4113 | 136.5923 | 47.93% | 67.27% | 0.040916 | 0.17888 | 63.1784 | 4.511 | 63.1784 | 4.511 | 34.2925 | 6.2988
[34 empty] | 240 | 262 | 240 |  |  |  | 0.039 | 262 | 0.039 | 240 | 262 | 240 |  |  |  | 0.039 | 262 | 0.039 | 240 | 262 | 240 |  |  |  | 0.039 | 262 | 0.039 | [34 empty] | 286 | 229.0955 | 1 | 340 | 0.045 | 286 | 229.0955 | 229.0955 | 0 | 0 | 50687.7024 | 57321.6798 | 136.9185 | 47.87% | 67.38% | 0.040932 | 0.17867 | 63.3571 | 4.5141 | 63.3571 | 4.5141 | 34.1136 | 6.3025
[34 empty] | 239 | 263 | 239 |  |  |  | 0.0389 | 263 | 0.0389 | 239 | 263 | 239 |  |  |  | 0.0389 | 263 | 0.0389 | 239 | 263 | 239 |  |  |  | 0.0389 | 263 | 0.0389 | [34 empty] | 287 | 229.4595 | 1 | 340 | 0.045 | 287 | 229.4595 | 229.4595 | 0 | 0 | 50917.1618 | 57092.5843 | 137.2436 | 47.82% | 67.49% | 0.040947 | 0.17845 | 63.5355 | 4.5172 | 63.5355 | 4.5172 | 33.935 | 6.3062
[34 empty] | 238 | 264 | 238 |  |  |  | 0.0388 | 264 | 0.0388 | 238 | 264 | 238 |  |  |  | 0.0388 | 264 | 0.0388 | 238 | 264 | 238 |  |  |  | 0.0388 | 264 | 0.0388 | [34 empty] | 288 | 229.8234 | 1 | 340 | 0.045 | 288 | 229.8234 | 229.8234 | 0 | 0 | 51146.9853 | 56863.1249 | 137.5677 | 47.77% | 67.6% | 0.040963 | 0.17824 | 63.7137 | 4.5202 | 63.7137 | 4.5202 | 33.7565 | 6.3099
[34 empty] | 237 | 265 | 237 |  |  |  | 0.0387 | 265 | 0.0387 | 237 | 265 | 237 |  |  |  | 0.0387 | 265 | 0.0387 | 237 | 265 | 237 |  |  |  | 0.0387 | 265 | 0.0387 | [34 empty] | 289 | 230.1874 | 1 | 340 | 0.045 | 289 | 230.1874 | 230.1874 | 0 | 0 | 51377.1727 | 56633.3015 | 137.8907 | 47.71% | 67.7% | 0.040979 | 0.17802 | 63.8918 | 4.5233 | 63.8918 | 4.5233 | 33.5783 | 6.3136
[34 empty] | 236 | 266 | 236 |  |  |  | 0.0386 | 266 | 0.0386 | 236 | 266 | 236 |  |  |  | 0.0386 | 266 | 0.0386 | 236 | 266 | 236 |  |  |  | 0.0386 | 266 | 0.0386 | [34 empty] | 290 | 230.5514 | 1 | 340 | 0.045 | 290 | 230.5514 | 230.5514 | 0 | 0 | 51607.724 | 56403.1141 | 138.2126 | 47.66% | 67.81% | 0.040994 | 0.17781 | 64.0696 | 4.5263 | 64.0696 | 4.5263 | 33.4002 | 6.3173
[34 empty] | 235 | 267 | 235 |  |  |  | 0.0385 | 267 | 0.0385 | 235 | 267 | 235 |  |  |  | 0.0385 | 267 | 0.0385 | 235 | 267 | 235 |  |  |  | 0.0385 | 267 | 0.0385 | [34 empty] | 291 | 230.9153 | 1 | 340 | 0.045 | 291 | 230.9153 | 230.9153 | 0 | 0 | 51838.6394 | 56172.5627 | 138.5334 | 47.61% | 67.92% | 0.04101 | 0.1776 | 64.2472 | 4.5294 | 64.2472 | 4.5294 | 33.2224 | 6.321
[34 empty] | 234 | 268 | 234 |  |  |  | 0.0384 | 268 | 0.0384 | 234 | 268 | 234 |  |  |  | 0.0384 | 268 | 0.0384 | 234 | 268 | 234 |  |  |  | 0.0384 | 268 | 0.0384 | [34 empty] | 292 | 231.2793 | 1 | 340 | 0.045 | 292 | 231.2793 | 231.2793 | 0 | 0 | 52069.9187 | 55941.6474 | 138.8532 | 47.55% | 68.02% | 0.041025 | 0.17738 | 64.4246 | 4.5324 | 64.4246 | 4.5324 | 33.0448 | 6.3247
[34 empty] | 233 | 269 | 233 |  |  |  | 0.0383 | 269 | 0.0383 | 233 | 269 | 233 |  |  |  | 0.0383 | 269 | 0.0383 | 233 | 269 | 233 |  |  |  | 0.0383 | 269 | 0.0383 | [34 empty] | 293 | 231.6433 | 1 | 340 | 0.045 | 293 | 231.6433 | 231.6433 | 0 | 0 | 52301.562 | 55710.368 | 139.1719 | 47.5% | 68.13% | 0.041041 | 0.17717 | 64.6017 | 4.5355 | 64.6017 | 4.5355 | 32.8675 | 6.3284
[34 empty] | 232 | 270 | 232 |  |  |  | 0.0382 | 270 | 0.0382 | 232 | 270 | 232 |  |  |  | 0.0382 | 270 | 0.0382 | 232 | 270 | 232 |  |  |  | 0.0382 | 270 | 0.0382 | [34 empty] | 294 | 232.0072 | 1 | 340 | 0.045 | 294 | 232.0072 | 232.0072 | 0 | 0 | 52533.5692 | 55478.7248 | 139.4895 | 47.45% | 68.24% | 0.041056 | 0.17696 | 64.7787 | 4.5385 | 64.7787 | 4.5385 | 32.6903 | 6.3322
[34 empty] | 231 | 271 | 231 |  |  |  | 0.0381 | 271 | 0.0381 | 231 | 271 | 231 |  |  |  | 0.0381 | 271 | 0.0381 | 231 | 271 | 231 |  |  |  | 0.0381 | 271 | 0.0381 | [34 empty] | 295 | 232.3712 | 1 | 340 | 0.045 | 295 | 232.3712 | 232.3712 | 0 | 0 | 52765.9404 | 55246.7175 | 139.8061 | 47.39% | 68.34% | 0.041072 | 0.17675 | 64.9554 | 4.5416 | 64.9554 | 4.5416 | 32.5133 | 6.3359
[34 empty] | 230 | 272 | 230 |  |  |  | 0.038 | 272 | 0.038 | 230 | 272 | 230 |  |  |  | 0.038 | 272 | 0.038 | 230 | 272 | 230 |  |  |  | 0.038 | 272 | 0.038 | [34 empty] | 296 | 232.7352 | 1 | 340 | 0.045 | 296 | 232.7352 | 232.7352 | 0 | 0 | 52998.6756 | 55014.3463 | 140.1215 | 47.34% | 68.45% | 0.041087 | 0.17654 | 65.132 | 4.5446 | 65.132 | 4.5446 | 32.3366 | 6.3396
[34 empty] | 229 | 273 | 229 |  |  |  | 0.0379 | 273 | 0.0379 | 229 | 273 | 229 |  |  |  | 0.0379 | 273 | 0.0379 | 229 | 273 | 229 |  |  |  | 0.0379 | 273 | 0.0379 | [34 empty] | 297 | 233.0992 | 1 | 340 | 0.045 | 297 | 233.0992 | 233.0992 | 0 | 0 | 53231.7748 | 54781.6111 | 140.436 | 47.28% | 68.56% | 0.041102 | 0.17633 | 65.3083 | 4.5477 | 65.3083 | 4.5477 | 32.16 | 6.3433
[34 empty] | 228 | 274 | 228 |  |  |  | 0.0378 | 274 | 0.0378 | 228 | 274 | 228 |  |  |  | 0.0378 | 274 | 0.0378 | 228 | 274 | 228 |  |  |  | 0.0378 | 274 | 0.0378 | [34 empty] | 298 | 233.4631 | 1 | 340 | 0.045 | 298 | 233.4631 | 233.4631 | 0 | 0 | 53465.2379 | 54548.5119 | 140.7493 | 47.23% | 68.67% | 0.041118 | 0.17612 | 65.4844 | 4.5507 | 65.4844 | 4.5507 | 31.9837 | 6.347
[34 empty] | 227 | 275 | 227 |  |  |  | 0.0377 | 275 | 0.0377 | 227 | 275 | 227 |  |  |  | 0.0377 | 275 | 0.0377 | 227 | 275 | 227 |  |  |  | 0.0377 | 275 | 0.0377 | [34 empty] | 299 | 233.8271 | 1 | 340 | 0.045 | 299 | 233.8271 | 233.8271 | 0 | 0 | 53699.065 | 54315.0488 | 141.0616 | 47.18% | 68.77% | 0.041133 | 0.17591 | 65.6603 | 4.5537 | 65.6603 | 4.5537 | 31.8076 | 6.3507
[34 empty] | 226 | 276 | 226 |  |  |  | 0.0376 | 276 | 0.0376 | 226 | 276 | 226 |  |  |  | 0.0376 | 276 | 0.0376 | 226 | 276 | 226 |  |  |  | 0.0376 | 276 | 0.0376 | [34 empty] | 300 | 234.1911 | 1 | 340 | 0.045 | 300 | 234.1911 | 234.1911 | 0 | 0 | 53933.2561 | 54081.2217 | 141.3728 | 47.12% | 68.88% | 0.041149 | 0.17571 | 65.836 | 4.5568 | 65.836 | 4.5568 | 31.6317 | 6.3544
[34 empty] | 225 | 277 | 225 |  |  |  | 0.0375 | 277 | 0.0375 | 225 | 277 | 225 |  |  |  | 0.0375 | 277 | 0.0375 | 225 | 277 | 225 |  |  |  | 0.0375 | 277 | 0.0375 | [34 empty] | 301 | 234.555 | 1 | 340 | 0.045 | 301 | 234.555 | 234.555 | 0 | 0 | 54167.8111 | 53847.0306 | 141.6829 | 47.07% | 68.99% | 0.041164 | 0.1755 | 66.0115 | 4.5598 | 66.0115 | 4.5598 | 31.456 | 6.3581
[34 empty] | 224 | 278 | 224 |  |  |  | 0.0374 | 278 | 0.0374 | 224 | 278 | 224 |  |  |  | 0.0374 | 278 | 0.0374 | 224 | 278 | 224 |  |  |  | 0.0374 | 278 | 0.0374 | [34 empty] | 302 | 234.919 | 1 | 340 | 0.045 | 302 | 234.919 | 234.919 | 0 | 0 | 54402.7301 | 53612.4756 | 141.992 | 47.02% | 69.09% | 0.041179 | 0.17529 | 66.1868 | 4.5628 | 66.1868 | 4.5628 | 31.2805 | 6.3618
[34 empty] | 223 | 279 | 223 |  |  |  | 0.0373 | 279 | 0.0373 | 223 | 279 | 223 |  |  |  | 0.0373 | 279 | 0.0373 | 223 | 279 | 223 |  |  |  | 0.0373 | 279 | 0.0373 | [34 empty] | 303 | 235.283 | 1 | 340 | 0.045 | 303 | 235.283 | 235.283 | 0 | 0 | 54638.0131 | 53377.5566 | 142.3 | 46.96% | 69.2% | 0.041195 | 0.17508 | 66.3619 | 4.5659 | 66.3619 | 4.5659 | 31.1052 | 6.3655
[34 empty] | 222 | 280 | 222 |  |  |  | 0.0372 | 280 | 0.0372 | 222 | 280 | 222 |  |  |  | 0.0372 | 280 | 0.0372 | 222 | 280 | 222 |  |  |  | 0.0372 | 280 | 0.0372 | [34 empty] | 304 | 235.647 | 1 | 340 | 0.045 | 304 | 235.647 | 235.647 | 0 | 0 | 54873.6601 | 53142.2736 | 142.6069 | 46.91% | 69.31% | 0.04121 | 0.17488 | 66.5368 | 4.5689 | 66.5368 | 4.5689 | 30.9301 | 6.3692
[34 empty] | 221 | 281 | 221 |  |  |  | 0.0371 | 281 | 0.0371 | 221 | 281 | 221 |  |  |  | 0.0371 | 281 | 0.0371 | 221 | 281 | 221 |  |  |  | 0.0371 | 281 | 0.0371 | [34 empty] | 305 | 236.0109 | 1 | 340 | 0.045 | 305 | 236.0109 | 236.0109 | 0 | 0 | 55109.671 | 52906.6267 | 142.9127 | 46.86% | 69.41% | 0.041225 | 0.17467 | 66.7115 | 4.5719 | 66.7115 | 4.5719 | 30.7552 | 6.3729
[34 empty] | 220 | 282 | 220 |  |  |  | 0.037 | 282 | 0.037 | 220 | 282 | 220 |  |  |  | 0.037 | 282 | 0.037 | 220 | 282 | 220 |  |  |  | 0.037 | 282 | 0.037 | [34 empty] | 306 | 236.3749 | 1 | 340 | 0.045 | 306 | 236.3749 | 236.3749 | 0 | 0 | 55346.0459 | 52670.6157 | 143.2175 | 46.8% | 69.52% | 0.04124 | 0.17447 | 66.8859 | 4.575 | 66.8859 | 4.575 | 30.5805 | 6.3766
[34 empty] | 219 | 283 | 219 |  |  |  | 0.0369 | 283 | 0.0369 | 219 | 283 | 219 |  |  |  | 0.0369 | 283 | 0.0369 | 219 | 283 | 219 |  |  |  | 0.0369 | 283 | 0.0369 | [34 empty] | 307 | 236.7389 | 1 | 340 | 0.045 | 307 | 236.7389 | 236.7389 | 0 | 0 | 55582.7847 | 52434.2409 | 143.5212 | 46.75% | 69.63% | 0.041256 | 0.17427 | 67.0602 | 4.578 | 67.0602 | 4.578 | 30.4061 | 6.3803
[34 empty] | 218 | 284 | 218 |  |  |  | 0.0368 | 284 | 0.0368 | 218 | 284 | 218 |  |  |  | 0.0368 | 284 | 0.0368 | 218 | 284 | 218 |  |  |  | 0.0368 | 284 | 0.0368 | [34 empty] | 308 | 237.1028 | 1 | 340 | 0.045 | 308 | 237.1028 | 237.1028 | 0 | 0 | 55819.8876 | 52197.502 | 143.8239 | 46.7% | 69.74% | 0.041271 | 0.17406 | 67.2343 | 4.581 | 67.2343 | 4.581 | 30.2318 | 6.384
[34 empty] | 217 | 285 | 217 |  |  |  | 0.0367 | 285 | 0.0367 | 217 | 285 | 217 |  |  |  | 0.0367 | 285 | 0.0367 | 217 | 285 | 217 |  |  |  | 0.0367 | 285 | 0.0367 | [34 empty] | 309 | 237.4668 | 1 | 340 | 0.045 | 309 | 237.4668 | 237.4668 | 0 | 0 | 56057.3544 | 51960.3992 | 144.1254 | 46.64% | 69.84% | 0.041286 | 0.17386 | 67.4081 | 4.584 | 67.4081 | 4.584 | 30.0577 | 6.3877
[34 empty] | 216 | 286 | 216 |  |  |  | 0.0366 | 286 | 0.0366 | 216 | 286 | 216 |  |  |  | 0.0366 | 286 | 0.0366 | 216 | 286 | 216 |  |  |  | 0.0366 | 286 | 0.0366 | [34 empty] | 310 | 237.8308 | 1 | 340 | 0.045 | 310 | 237.8308 | 237.8308 | 0 | 0 | 56295.1851 | 51722.9324 | 144.4259 | 46.59% | 69.95% | 0.041301 | 0.17366 | 67.5818 | 4.587 | 67.5818 | 4.587 | 29.8839 | 6.3914
[34 empty] | 215 | 287 | 215 |  |  |  | 0.0365 | 287 | 0.0365 | 215 | 287 | 215 |  |  |  | 0.0365 | 287 | 0.0365 | 215 | 287 | 215 |  |  |  | 0.0365 | 287 | 0.0365 | [34 empty] | 311 | 238.1947 | 1 | 340 | 0.045 | 311 | 238.1947 | 238.1947 | 0 | 0 | 56533.3799 | 51485.1016 | 144.7254 | 46.54% | 70.06% | 0.041316 | 0.17346 | 67.7552 | 4.5901 | 67.7552 | 4.5901 | 29.7102 | 6.3951
[34 empty] | 214 | 288 | 214 |  |  |  | 0.0364 | 288 | 0.0364 | 214 | 288 | 214 |  |  |  | 0.0364 | 288 | 0.0364 | 214 | 288 | 214 |  |  |  | 0.0364 | 288 | 0.0364 | [34 empty] | 312 | 238.5587 | 1 | 340 | 0.045 | 312 | 238.5587 | 238.5587 | 0 | 0 | 56771.9386 | 51246.9068 | 145.0237 | 46.48% | 70.16% | 0.041331 | 0.17325 | 67.9285 | 4.5931 | 67.9285 | 4.5931 | 29.5368 | 6.3988
[34 empty] | 213 | 289 | 213 |  |  |  | 0.0363 | 289 | 0.0363 | 213 | 289 | 213 |  |  |  | 0.0363 | 289 | 0.0363 | 213 | 289 | 213 |  |  |  | 0.0363 | 289 | 0.0363 | [34 empty] | 313 | 238.9227 | 1 | 340 | 0.045 | 313 | 238.9227 | 238.9227 | 0 | 0 | 57010.8613 | 51008.3481 | 145.321 | 46.43% | 70.27% | 0.041347 | 0.17305 | 68.1016 | 4.5961 | 68.1016 | 4.5961 | 29.3635 | 6.4025
[34 empty] | 212 | 290 | 212 |  |  |  | 0.0362 | 290 | 0.0362 | 212 | 290 | 212 |  |  |  | 0.0362 | 290 | 0.0362 | 212 | 290 | 212 |  |  |  | 0.0362 | 290 | 0.0362 | [34 empty] | 314 | 239.2867 | 1 | 340 | 0.045 | 314 | 239.2867 | 239.2867 | 0 | 0 | 57250.1479 | 50769.4254 | 145.6172 | 46.37% | 70.38% | 0.041362 | 0.17285 | 68.2744 | 4.5991 | 68.2744 | 4.5991 | 29.1905 | 6.4062
[34 empty] | 211 | 291 | 211 |  |  |  | 0.0361 | 291 | 0.0361 | 211 | 291 | 211 |  |  |  | 0.0361 | 291 | 0.0361 | 211 | 291 | 211 |  |  |  | 0.0361 | 291 | 0.0361 | [34 empty] | 315 | 239.6506 | 1 | 340 | 0.045 | 315 | 239.6506 | 239.6506 | 0 | 0 | 57489.7986 | 50530.1388 | 145.9124 | 46.32% | 70.49% | 0.041377 | 0.17265 | 68.4471 | 4.6021 | 68.4471 | 4.6021 | 29.0176 | 6.4099
[34 empty] | 210 | 292 | 210 |  |  |  | 0.036 | 292 | 0.036 | 210 | 292 | 210 |  |  |  | 0.036 | 292 | 0.036 | 210 | 292 | 210 |  |  |  | 0.036 | 292 | 0.036 | [34 empty] | 316 | 240.0146 | 1 | 340 | 0.045 | 316 | 240.0146 | 240.0146 | 0 | 0 | 57729.8132 | 50290.4882 | 146.2064 | 46.27% | 70.59% | 0.041392 | 0.17246 | 68.6195 | 4.6051 | 68.6195 | 4.6051 | 28.845 | 6.4136
[34 empty] | 209 | 293 | 209 |  |  |  | 0.0359 | 293 | 0.0359 | 209 | 293 | 209 |  |  |  | 0.0359 | 293 | 0.0359 | 209 | 293 | 209 |  |  |  | 0.0359 | 293 | 0.0359 | [34 empty] | 317 | 240.3786 | 1 | 340 | 0.045 | 317 | 240.3786 | 240.3786 | 0 | 0 | 57970.1917 | 50050.4736 | 146.4994 | 46.21% | 70.7% | 0.041407 | 0.17226 | 68.7918 | 4.6081 | 68.7918 | 4.6081 | 28.6725 | 6.4173
[34 empty] | 208 | 294 | 208 |  |  |  | 0.0358 | 294 | 0.0358 | 208 | 294 | 208 |  |  |  | 0.0358 | 294 | 0.0358 | 208 | 294 | 208 |  |  |  | 0.0358 | 294 | 0.0358 | [34 empty] | 318 | 240.7425 | 1 | 340 | 0.045 | 318 | 240.7425 | 240.7425 | 0 | 0 | 58210.9343 | 49810.095 | 146.7914 | 46.16% | 70.81% | 0.041422 | 0.17206 | 68.9638 | 4.6111 | 68.9638 | 4.6111 | 28.5002 | 6.421
[34 empty] | 207 | 295 | 207 |  |  |  | 0.0357 | 295 | 0.0357 | 207 | 295 | 207 |  |  |  | 0.0357 | 295 | 0.0357 | 207 | 295 | 207 |  |  |  | 0.0357 | 295 | 0.0357 | [34 empty] | 319 | 241.1065 | 1 | 340 | 0.045 | 319 | 241.1065 | 241.1065 | 0 | 0 | 58452.0408 | 49569.3525 | 147.0822 | 46.11% | 70.91% | 0.041437 | 0.17186 | 69.1357 | 4.6141 | 69.1357 | 4.6141 | 28.3282 | 6.4247
[34 empty] | 206 | 296 | 206 |  |  |  | 0.0356 | 296 | 0.0356 | 206 | 296 | 206 |  |  |  | 0.0356 | 296 | 0.0356 | 206 | 296 | 206 |  |  |  | 0.0356 | 296 | 0.0356 | [34 empty] | 320 | 241.4705 | 1 | 340 | 0.045 | 320 | 241.4705 | 241.4705 | 0 | 0 | 58693.5112 | 49328.246 | 147.372 | 46.05% | 71.02% | 0.041452 | 0.17166 | 69.3074 | 4.6171 | 69.3074 | 4.6171 | 28.1563 | 6.4284
[34 empty] | 205 | 297 | 205 |  |  |  | 0.0355 | 297 | 0.0355 | 205 | 297 | 205 |  |  |  | 0.0355 | 297 | 0.0355 | 205 | 297 | 205 |  |  |  | 0.0355 | 297 | 0.0355 | [34 empty] | 321 | 241.8344 | 1 | 340 | 0.045 | 321 | 241.8344 | 241.8344 | 0 | 0 | 58935.3457 | 49086.7755 | 147.6607 | 46% | 71.13% | 0.041467 | 0.17147 | 69.4788 | 4.6201 | 69.4788 | 4.6201 | 27.9847 | 6.4321
[34 empty] | 204 | 298 | 204 |  |  |  | 0.0354 | 298 | 0.0354 | 204 | 298 | 204 |  |  |  | 0.0354 | 298 | 0.0354 | 204 | 298 | 204 |  |  |  | 0.0354 | 298 | 0.0354 | [34 empty] | 322 | 242.1984 | 1 | 340 | 0.045 | 322 | 242.1984 | 242.1984 | 0 | 0 | 59177.5441 | 48844.941 | 147.9484 | 45.95% | 71.23% | 0.041482 | 0.17127 | 69.6501 | 4.6231 | 69.6501 | 4.6231 | 27.8132 | 6.4358
[34 empty] | 203 | 299 | 203 |  |  |  | 0.0353 | 299 | 0.0353 | 203 | 299 | 203 |  |  |  | 0.0353 | 299 | 0.0353 | 203 | 299 | 203 |  |  |  | 0.0353 | 299 | 0.0353 | [34 empty] | 323 | 242.5624 | 1 | 340 | 0.045 | 323 | 242.5624 | 242.5624 | 0 | 0 | 59420.1065 | 48602.7426 | 148.235 | 45.89% | 71.34% | 0.041497 | 0.17108 | 69.8212 | 4.6261 | 69.8212 | 4.6261 | 27.6419 | 6.4395
[34 empty] | 202 | 300 | 202 |  |  |  | 0.0352 | 300 | 0.0352 | 202 | 300 | 202 |  |  |  | 0.0352 | 300 | 0.0352 | 202 | 300 | 202 |  |  |  | 0.0352 | 300 | 0.0352 | [34 empty] | 324 | 242.9264 | 1 | 340 | 0.045 | 324 | 242.9264 | 242.9264 | 0 | 0 | 59663.0328 | 48360.1802 | 148.5205 | 45.84% | 71.45% | 0.041512 | 0.17088 | 69.9921 | 4.6291 | 69.9921 | 4.6291 | 27.4708 | 6.4432
[34 empty] | 201 | 301 | 201 |  |  |  | 0.0351 | 301 | 0.0351 | 201 | 301 | 201 |  |  |  | 0.0351 | 301 | 0.0351 | 201 | 301 | 201 |  |  |  | 0.0351 | 301 | 0.0351 | [34 empty] | 325 | 243.2903 | 1 | 340 | 0.045 | 325 | 243.2903 | 243.2903 | 0 | 0 | 59906.3232 | 48117.2539 | 148.8049 | 45.79% | 71.56% | 0.041527 | 0.17069 | 70.1627 | 4.6321 | 70.1627 | 4.6321 | 27.3 | 6.4469
[34 empty] | 200 | 302 | 200 |  |  |  | 0.035 | 302 | 0.035 | 200 | 302 | 200 |  |  |  | 0.035 | 302 | 0.035 | 200 | 302 | 200 |  |  |  | 0.035 | 302 | 0.035 | [34 empty] | 326 | 243.6543 | 1 | 340 | 0.045 | 326 | 243.6543 | 243.6543 | 0 | 0 | 60149.9775 | 47873.9636 | 149.0883 | 45.73% | 71.66% | 0.041542 | 0.17049 | 70.3332 | 4.6351 | 70.3332 | 4.6351 | 27.1293 | 6.4506
[34 empty] | 199 | 303 | 199 |  |  |  | 0.0349 | 303 | 0.0349 | 199 | 303 | 199 |  |  |  | 0.0349 | 303 | 0.0349 | 199 | 303 | 199 |  |  |  | 0.0349 | 303 | 0.0349 | [34 empty] | 327 | 244.0183 | 1 | 340 | 0.045 | 327 | 244.0183 | 244.0183 | 0 | 0 | 60393.9957 | 47630.3093 | 149.3706 | 45.68% | 71.77% | 0.041556 | 0.1703 | 70.5035 | 4.6381 | 70.5035 | 4.6381 | 26.9588 | 6.4543
[34 empty] | 198 | 304 | 198 |  |  |  | 0.0348 | 304 | 0.0348 | 198 | 304 | 198 |  |  |  | 0.0348 | 304 | 0.0348 | 198 | 304 | 198 |  |  |  | 0.0348 | 304 | 0.0348 | [34 empty] | 328 | 244.3822 | 1 | 340 | 0.045 | 328 | 244.3822 | 244.3822 | 0 | 0 | 60638.378 | 47386.291 | 149.6518 | 45.63% | 71.88% | 0.041571 | 0.17011 | 70.6737 | 4.6411 | 70.6737 | 4.6411 | 26.7885 | 6.458
[34 empty] | 197 | 305 | 197 |  |  |  | 0.0347 | 305 | 0.0347 | 197 | 305 | 197 |  |  |  | 0.0347 | 305 | 0.0347 | 197 | 305 | 197 |  |  |  | 0.0347 | 305 | 0.0347 | [34 empty] | 329 | 244.7462 | 1 | 340 | 0.045 | 329 | 244.7462 | 244.7462 | 0 | 0 | 60883.1242 | 47141.9088 | 149.932 | 45.57% | 71.98% | 0.041586 | 0.16992 | 70.8436 | 4.644 | 70.8436 | 4.644 | 26.6184 | 6.4617
[34 empty] | 196 | 306 | 196 |  |  |  | 0.0346 | 306 | 0.0346 | 196 | 306 | 196 |  |  |  | 0.0346 | 306 | 0.0346 | 196 | 306 | 196 |  |  |  | 0.0346 | 306 | 0.0346 | [34 empty] | 330 | 245.1102 | 1 | 340 | 0.045 | 330 | 245.1102 | 245.1102 | 0 | 0 | 61128.2343 | 46897.1626 | 150.2111 | 45.52% | 72.09% | 0.041601 | 0.16972 | 71.0133 | 4.647 | 71.0133 | 4.647 | 26.4484 | 6.4654
[34 empty] | 195 | 307 | 195 |  |  |  | 0.0345 | 307 | 0.0345 | 195 | 307 | 195 |  |  |  | 0.0345 | 307 | 0.0345 | 195 | 307 | 195 |  |  |  | 0.0345 | 307 | 0.0345 | [34 empty] | 331 | 245.4741 | 1 | 340 | 0.045 | 331 | 245.4741 | 245.4741 | 0 | 0 | 61373.7085 | 46652.0524 | 150.4891 | 45.46% | 72.2% | 0.041616 | 0.16953 | 71.1828 | 4.65 | 71.1828 | 4.65 | 26.2787 | 6.4691
[34 empty] | 194 | 308 | 194 |  |  |  | 0.0344 | 308 | 0.0344 | 194 | 308 | 194 |  |  |  | 0.0344 | 308 | 0.0344 | 194 | 308 | 194 |  |  |  | 0.0344 | 308 | 0.0344 | [34 empty] | 332 | 245.8381 | 1 | 340 | 0.045 | 332 | 245.8381 | 245.8381 | 0 | 0 | 61619.5466 | 46406.5782 | 150.766 | 45.41% | 72.31% | 0.041631 | 0.16934 | 71.3522 | 4.653 | 71.3522 | 4.653 | 26.1092 | 6.4728
[34 empty] | 193 | 309 | 193 |  |  |  | 0.0343 | 309 | 0.0343 | 193 | 309 | 193 |  |  |  | 0.0343 | 309 | 0.0343 | 193 | 309 | 193 |  |  |  | 0.0343 | 309 | 0.0343 | [34 empty] | 333 | 246.2021 | 1 | 340 | 0.045 | 333 | 246.2021 | 246.2021 | 0 | 0 | 61865.7487 | 46160.7401 | 151.0419 | 45.36% | 72.41% | 0.041645 | 0.16915 | 71.5213 | 4.656 | 71.5213 | 4.656 | 25.9399 | 6.4765
[34 empty] | 192 | 310 | 192 |  |  |  | 0.0342 | 310 | 0.0342 | 192 | 310 | 192 |  |  |  | 0.0342 | 310 | 0.0342 | 192 | 310 | 192 |  |  |  | 0.0342 | 310 | 0.0342 | [34 empty] | 334 | 246.5661 | 1 | 340 | 0.045 | 334 | 246.5661 | 246.5661 | 0 | 0 | 62112.3148 | 45914.538 | 151.3167 | 45.3% | 72.52% | 0.04166 | 0.16896 | 71.6903 | 4.6589 | 71.6903 | 4.6589 | 25.7707 | 6.4802
[34 empty] | 191 | 311 | 191 |  |  |  | 0.0341 | 311 | 0.0341 | 191 | 311 | 191 |  |  |  | 0.0341 | 311 | 0.0341 | 191 | 311 | 191 |  |  |  | 0.0341 | 311 | 0.0341 | [34 empty] | 335 | 246.93 | 1 | 340 | 0.045 | 335 | 246.93 | 246.93 | 0 | 0 | 62359.2448 | 45667.972 | 151.5905 | 45.25% | 72.63% | 0.041675 | 0.16877 | 71.8591 | 4.6619 | 71.8591 | 4.6619 | 25.6017 | 6.4839
[34 empty] | 190 | 312 | 190 |  |  |  | 0.034 | 312 | 0.034 | 190 | 312 | 190 |  |  |  | 0.034 | 312 | 0.034 | 190 | 312 | 190 |  |  |  | 0.034 | 312 | 0.034 | [34 empty] | 336 | 247.294 | 1 | 340 | 0.045 | 336 | 247.294 | 247.294 | 0 | 0 | 62606.5388 | 45421.0419 | 151.8631 | 45.2% | 72.73% | 0.04169 | 0.16858 | 72.0276 | 4.6649 | 72.0276 | 4.6649 | 25.433 | 6.4876
[34 empty] | 189 | 313 | 189 |  |  |  | 0.0339 | 313 | 0.0339 | 189 | 313 | 189 |  |  |  | 0.0339 | 313 | 0.0339 | 189 | 313 | 189 |  |  |  | 0.0339 | 313 | 0.0339 | [34 empty] | 337 | 247.658 | 1 | 340 | 0.045 | 337 | 247.658 | 247.658 | 0 | 0 | 62854.1968 | 45173.7479 | 152.1347 | 45.14% | 72.84% | 0.041704 | 0.1684 | 72.196 | 4.6678 | 72.196 | 4.6678 | 25.2644 | 6.4914
[34 empty] | 188 | 314 | 188 |  |  |  | 0.0338 | 314 | 0.0338 | 188 | 314 | 188 |  |  |  | 0.0338 | 314 | 0.0338 | 188 | 314 | 188 |  |  |  | 0.0338 | 314 | 0.0338 | [34 empty] | 338 | 248.0219 | 1 | 340 | 0.045 | 338 | 248.0219 | 248.0219 | 0 | 0 | 63102.2187 | 44926.09 | 152.4052 | 45.09% | 72.95% | 0.041719 | 0.16821 | 72.3642 | 4.6708 | 72.3642 | 4.6708 | 25.096 | 6.4951
[34 empty] | 187 | 315 | 187 |  |  |  | 0.0337 | 315 | 0.0337 | 187 | 315 | 187 |  |  |  | 0.0337 | 315 | 0.0337 | 187 | 315 | 187 |  |  |  | 0.0337 | 315 | 0.0337 | [34 empty] | 339 | 248.3859 | 1 | 340 | 0.045 | 339 | 248.3859 | 248.3859 | 0 | 0 | 63350.6046 | 44678.068 | 152.6747 | 45.04% | 73.05% | 0.041734 | 0.16802 | 72.5323 | 4.6738 | 72.5323 | 4.6738 | 24.9278 | 6.4988
[34 empty] | 186 | 316 | 186 |  |  |  | 0.0336 | 316 | 0.0336 | 186 | 316 | 186 |  |  |  | 0.0336 | 316 | 0.0336 | 186 | 316 | 186 |  |  |  | 0.0336 | 316 | 0.0336 | [34 empty] | 340 | 248.7499 | 1 | 340 | 0.045 | 340 | 248.7499 | 248.7499 | 0 | 0 | 63599.3545 | 44429.6821 | 152.9431 | 44.98% | 73.16% | 0.041748 | 0.16783 | 72.7001 | 4.6767 | 72.7001 | 4.6767 | 24.7598 | 6.5025
[34 empty] | 185 | 317 | 185 |  |  |  | 0.0335 | 317 | 0.0335 | 185 | 317 | 185 |  |  |  | 0.0335 | 317 | 0.0335 | 185 | 317 | 185 |  |  |  | 0.0335 | 317 | 0.0335 | [34 empty] | 341 | 249.1138 | 1 | 340 | 0.045 | 341 | 249.1138 | 249.1138 | 0 | 0 | 63848.4683 | 44180.9322 | 153.2104 | 44.93% | 73.27% | 0.041763 | 0.16765 | 72.8677 | 4.6797 | 72.8677 | 4.6797 | 24.5919 | 6.5062
[34 empty] | 184 | 318 | 184 |  |  |  | 0.0334 | 318 | 0.0334 | 184 | 318 | 184 |  |  |  | 0.0334 | 318 | 0.0334 | 184 | 318 | 184 |  |  |  | 0.0334 | 318 | 0.0334 | [34 empty] | 342 | 249.4778 | 1 | 340 | 0.045 | 342 | 249.4778 | 249.4778 | 0 | 0 | 64097.9462 | 43931.8184 | 153.4766 | 44.88% | 73.38% | 0.041778 | 0.16746 | 73.0352 | 4.6827 | 73.0352 | 4.6827 | 24.4243 | 6.5099
[34 empty] | 183 | 319 | 183 |  |  |  | 0.0333 | 319 | 0.0333 | 183 | 319 | 183 |  |  |  | 0.0333 | 319 | 0.0333 | 183 | 319 | 183 |  |  |  | 0.0333 | 319 | 0.0333 | [34 empty] | 343 | 249.8418 | 1 | 340 | 0.045 | 343 | 249.8418 | 249.8418 | 0 | 0 | 64347.7879 | 43682.3406 | 153.7418 | 44.82% | 73.48% | 0.041792 | 0.16728 | 73.2025 | 4.6856 | 73.2025 | 4.6856 | 24.2568 | 6.5136
[34 empty] | 182 | 320 | 182 |  |  |  | 0.0332 | 320 | 0.0332 | 182 | 320 | 182 |  |  |  | 0.0332 | 320 | 0.0332 | 182 | 320 | 182 |  |  |  | 0.0332 | 320 | 0.0332 | [34 empty] | 344 | 250.2058 | 1 | 340 | 0.045 | 344 | 250.2058 | 250.2058 | 0 | 0 | 64597.9937 | 43432.4988 | 154.0059 | 44.77% | 73.59% | 0.041807 | 0.16709 | 73.3696 | 4.6886 | 73.3696 | 4.6886 | 24.0895 | 6.5174
[34 empty] | 181 | 321 | 181 |  |  |  | 0.0331 | 321 | 0.0331 | 181 | 321 | 181 |  |  |  | 0.0331 | 321 | 0.0331 | 181 | 321 | 181 |  |  |  | 0.0331 | 321 | 0.0331 | [34 empty] | 345 | 250.5697 | 1 | 340 | 0.045 | 345 | 250.5697 | 250.5697 | 0 | 0 | 64848.5634 | 43182.293 | 154.2689 | 44.72% | 73.7% | 0.041822 | 0.16691 | 73.5365 | 4.6915 | 73.5365 | 4.6915 | 23.9225 | 6.5211
[34 empty] | 180 | 322 | 180 |  |  |  | 0.033 | 322 | 0.033 | 180 | 322 | 180 |  |  |  | 0.033 | 322 | 0.033 | 180 | 322 | 180 |  |  |  | 0.033 | 322 | 0.033 | [34 empty] | 346 | 250.9337 | 1 | 340 | 0.045 | 346 | 250.9337 | 250.9337 | 0 | 0 | 65099.4971 | 42931.7233 | 154.5309 | 44.66% | 73.8% | 0.041836 | 0.16672 | 73.7032 | 4.6945 | 73.7032 | 4.6945 | 23.7555 | 6.5248
[34 empty] | 179 | 323 | 179 |  |  |  | 0.0329 | 323 | 0.0329 | 179 | 323 | 179 |  |  |  | 0.0329 | 323 | 0.0329 | 179 | 323 | 179 |  |  |  | 0.0329 | 323 | 0.0329 | [34 empty] | 347 | 251.2977 | 1 | 340 | 0.045 | 347 | 251.2977 | 251.2977 | 0 | 0 | 65350.7948 | 42680.7896 | 154.7918 | 44.61% | 73.91% | 0.041851 | 0.16654 | 73.8697 | 4.6975 | 73.8697 | 4.6975 | 23.5888 | 6.5285
[34 empty] | 178 | 324 | 178 |  |  |  | 0.0328 | 324 | 0.0328 | 178 | 324 | 178 |  |  |  | 0.0328 | 324 | 0.0328 | 178 | 324 | 178 |  |  |  | 0.0328 | 324 | 0.0328 | [34 empty] | 348 | 251.6616 | 1 | 340 | 0.045 | 348 | 251.6616 | 251.6616 | 0 | 0 | 65602.4564 | 42429.4919 | 155.0516 | 44.56% | 74.02% | 0.041865 | 0.16636 | 74.0361 | 4.7004 | 74.0361 | 4.7004 | 23.4223 | 6.5322
[34 empty] | 177 | 325 | 177 |  |  |  | 0.0327 | 325 | 0.0327 | 177 | 325 | 177 |  |  |  | 0.0327 | 325 | 0.0327 | 177 | 325 | 177 |  |  |  | 0.0327 | 325 | 0.0327 | [34 empty] | 349 | 252.0256 | 1 | 340 | 0.045 | 349 | 252.0256 | 252.0256 | 0 | 0 | 65854.4821 | 42177.8303 | 155.3103 | 44.5% | 74.13% | 0.04188 | 0.16617 | 74.2023 | 4.7034 | 74.2023 | 4.7034 | 23.2559 | 6.536
[34 empty] | 176 | 326 | 176 |  |  |  | 0.0326 | 326 | 0.0326 | 176 | 326 | 176 |  |  |  | 0.0326 | 326 | 0.0326 | 176 | 326 | 176 |  |  |  | 0.0326 | 326 | 0.0326 | [34 empty] | 350 | 252.3896 | 1 | 340 | 0.045 | 350 | 252.3896 | 252.3896 | 0 | 0 | 66106.8716 | 41925.8047 | 155.568 | 44.45% | 74.23% | 0.041894 | 0.16599 | 74.3682 | 4.7063 | 74.3682 | 4.7063 | 23.0898 | 6.5397
[34 empty] | 175 | 327 | 175 |  |  |  | 0.0325 | 327 | 0.0325 | 175 | 327 | 175 |  |  |  | 0.0325 | 327 | 0.0325 | 175 | 327 | 175 |  |  |  | 0.0325 | 327 | 0.0325 | [34 empty] | 351 | 252.7536 | 1 | 340 | 0.045 | 351 | 252.7536 | 252.7536 | 0 | 0 | 66359.6252 | 41673.4151 | 155.8246 | 44.39% | 74.34% | 0.041909 | 0.16581 | 74.5341 | 4.7093 | 74.5341 | 4.7093 | 22.9238 | 6.5434
[34 empty] | 174 | 328 | 174 |  |  |  | 0.0324 | 328 | 0.0324 | 174 | 328 | 174 |  |  |  | 0.0324 | 328 | 0.0324 | 174 | 328 | 174 |  |  |  | 0.0324 | 328 | 0.0324 | [34 empty] | 352 | 253.1175 | 1 | 340 | 0.045 | 352 | 253.1175 | 253.1175 | 0 | 0 | 66612.7427 | 41420.6615 | 156.0802 | 44.34% | 74.45% | 0.041923 | 0.16563 | 74.6997 | 4.7122 | 74.6997 | 4.7122 | 22.758 | 6.5472
[34 empty] | 173 | 329 | 173 |  |  |  | 0.0323 | 329 | 0.0323 | 173 | 329 | 173 |  |  |  | 0.0323 | 329 | 0.0323 | 173 | 329 | 173 |  |  |  | 0.0323 | 329 | 0.0323 | [34 empty] | 353 | 253.4815 | 1 | 340 | 0.045 | 353 | 253.4815 | 253.4815 | 0 | 0 | 66866.2242 | 41167.544 | 156.3346 | 44.29% | 74.55% | 0.041938 | 0.16545 | 74.8651 | 4.7151 | 74.8651 | 4.7151 | 22.5923 | 6.5509
[34 empty] | 172 | 330 | 172 |  |  |  | 0.0322 | 330 | 0.0322 | 172 | 330 | 172 |  |  |  | 0.0322 | 330 | 0.0322 | 172 | 330 | 172 |  |  |  | 0.0322 | 330 | 0.0322 | [34 empty] | 354 | 253.8455 | 1 | 340 | 0.045 | 354 | 253.8455 | 253.8455 | 0 | 0 | 67120.0697 | 40914.0625 | 156.588 | 44.23% | 74.66% | 0.041952 | 0.16527 | 75.0304 | 4.7181 | 75.0304 | 4.7181 | 22.4269 | 6.5546
[34 empty] | 171 | 331 | 171 |  |  |  | 0.0321 | 331 | 0.0321 | 171 | 331 | 171 |  |  |  | 0.0321 | 331 | 0.0321 | 171 | 331 | 171 |  |  |  | 0.0321 | 331 | 0.0321 | [34 empty] | 355 | 254.2094 | 1 | 340 | 0.045 | 355 | 254.2094 | 254.2094 | 0 | 0 | 67374.2791 | 40660.2171 | 156.8404 | 44.18% | 74.77% | 0.041967 | 0.16509 | 75.1955 | 4.721 | 75.1955 | 4.721 | 22.2616 | 6.5584
[34 empty] | 170 | 332 | 170 |  |  |  | 0.032 | 332 | 0.032 | 170 | 332 | 170 |  |  |  | 0.032 | 332 | 0.032 | 170 | 332 | 170 |  |  |  | 0.032 | 332 | 0.032 | [34 empty] | 356 | 254.5734 | 1 | 340 | 0.045 | 356 | 254.5734 | 254.5734 | 0 | 0 | 67628.8525 | 40406.0076 | 157.0916 | 44.13% | 74.87% | 0.041981 | 0.16491 | 75.3604 | 4.724 | 75.3604 | 4.724 | 22.0965 | 6.5621
[34 empty] | 169 | 333 | 169 |  |  |  | 0.0319 | 333 | 0.0319 | 169 | 333 | 169 |  |  |  | 0.0319 | 333 | 0.0319 | 169 | 333 | 169 |  |  |  | 0.0319 | 333 | 0.0319 | [34 empty] | 357 | 254.9374 | 1 | 340 | 0.045 | 357 | 254.9374 | 254.9374 | 0 | 0 | 67883.7899 | 40151.4342 | 157.3418 | 44.07% | 74.98% | 0.041995 | 0.16473 | 75.5251 | 4.7269 | 75.5251 | 4.7269 | 21.9316 | 6.5659
[34 empty] | 168 | 334 | 168 |  |  |  | 0.0318 | 334 | 0.0318 | 168 | 334 | 168 |  |  |  | 0.0318 | 334 | 0.0318 | 168 | 334 | 168 |  |  |  | 0.0318 | 334 | 0.0318 | [34 empty] | 358 | 255.3013 | 1 | 340 | 0.045 | 358 | 255.3013 | 255.3013 | 0 | 0 | 68139.0912 | 39896.4968 | 157.5909 | 44.02% | 75.09% | 0.04201 | 0.16455 | 75.6897 | 4.7298 | 75.6897 | 4.7298 | 21.7669 | 6.5696
[34 empty] | 167 | 335 | 167 |  |  |  | 0.0317 | 335 | 0.0317 | 167 | 335 | 167 |  |  |  | 0.0317 | 335 | 0.0317 | 167 | 335 | 167 |  |  |  | 0.0317 | 335 | 0.0317 | [34 empty] | 359 | 255.6653 | 1 | 340 | 0.045 | 359 | 255.6653 | 255.6653 | 0 | 0 | 68394.7565 | 39641.1955 | 157.839 | 43.97% | 75.2% | 0.042024 | 0.16437 | 75.854 | 4.7328 | 75.854 | 4.7328 | 21.6023 | 6.5734
[34 empty] | 166 | 336 | 166 |  |  |  | 0.0316 | 336 | 0.0316 | 166 | 336 | 166 |  |  |  | 0.0316 | 336 | 0.0316 | 166 | 336 | 166 |  |  |  | 0.0316 | 336 | 0.0316 | [34 empty] | 360 | 256.0293 | 1 | 340 | 0.045 | 360 | 256.0293 | 256.0293 | 0 | 0 | 68650.7858 | 39385.5302 | 158.0859 | 43.91% | 75.3% | 0.042038 | 0.16419 | 76.0182 | 4.7357 | 76.0182 | 4.7357 | 21.438 | 6.5771
[34 empty] | 165 | 337 | 165 |  |  |  | 0.0315 | 337 | 0.0315 | 165 | 337 | 165 |  |  |  | 0.0315 | 337 | 0.0315 | 165 | 337 | 165 |  |  |  | 0.0315 | 337 | 0.0315 | [34 empty] | 361 | 256.3933 | 1 | 340 | 0.045 | 361 | 256.3933 | 256.3933 | 0 | 0 | 68907.1791 | 39129.5009 | 158.3318 | 43.86% | 75.41% | 0.042053 | 0.16402 | 76.1823 | 4.7386 | 76.1823 | 4.7386 | 21.2738 | 6.5809
[34 empty] | 164 | 338 | 164 |  |  |  | 0.0314 | 338 | 0.0314 | 164 | 338 | 164 |  |  |  | 0.0314 | 338 | 0.0314 | 164 | 338 | 164 |  |  |  | 0.0314 | 338 | 0.0314 | [34 empty] | 362 | 256.7572 | 1 | 340 | 0.045 | 362 | 256.7572 | 256.7572 | 0 | 0 | 69163.9363 | 38873.1076 | 158.5767 | 43.81% | 75.52% | 0.042067 | 0.16384 | 76.3461 | 4.7416 | 76.3461 | 4.7416 | 21.1098 | 6.5846
[34 empty] | 163 | 339 | 163 |  |  |  | 0.0313 | 339 | 0.0313 | 163 | 339 | 163 |  |  |  | 0.0313 | 339 | 0.0313 | 163 | 339 | 163 |  |  |  | 0.0313 | 339 | 0.0313 | [34 empty] | 363 | 257.1212 | 1 | 340 | 0.045 | 363 | 257.1212 | 257.1212 | 0 | 0 | 69421.0575 | 38616.3504 | 158.8204 | 43.75% | 75.62% | 0.042081 | 0.16366 | 76.5098 | 4.7445 | 76.5098 | 4.7445 | 20.9459 | 6.5884
[34 empty] | 162 | 340 | 162 |  |  |  | 0.0312 | 340 | 0.0312 | 162 | 340 | 162 |  |  |  | 0.0312 | 340 | 0.0312 | 162 | 340 | 162 |  |  |  | 0.0312 | 340 | 0.0312 | [34 empty] | 364 | 257.4852 | 1 | 340 | 0.045 | 364 | 257.4852 | 257.4852 | 0 | 0 | 69678.5427 | 38359.2292 | 159.0631 | 43.7% | 75.73% | 0.042096 | 0.16349 | 76.6732 | 4.7474 | 76.6732 | 4.7474 | 20.7823 | 6.5922
[34 empty] | 161 | 341 | 161 |  |  |  | 0.0311 | 341 | 0.0311 | 161 | 341 | 161 |  |  |  | 0.0311 | 341 | 0.0311 | 161 | 341 | 161 |  |  |  | 0.0311 | 341 | 0.0311 | [34 empty] | 365 | 257.8491 | 1 | 340 | 0.045 | 365 | 257.8491 | 257.8491 | 0 | 0 | 69936.3918 | 38101.7441 | 159.3047 | 43.65% | 75.84% | 0.04211 | 0.16331 | 76.8366 | 4.7503 | 76.8366 | 4.7503 | 20.6188 | 6.5959
[34 empty] | 160 | 342 | 160 |  |  |  | 0.031 | 342 | 0.031 | 160 | 342 | 160 |  |  |  | 0.031 | 342 | 0.031 | 160 | 342 | 160 |  |  |  | 0.031 | 342 | 0.031 | [34 empty] | 366 | 258.2131 | 1 | 340 | 0.045 | 366 | 258.2131 | 258.2131 | 0 | 0 | 70194.6049 | 37843.8949 | 159.5453 | 43.59% | 75.95% | 0.042124 | 0.16314 | 76.9997 | 4.7533 | 76.9997 | 4.7533 | 20.4555 | 6.5997
[34 empty] | 159 | 343 | 159 |  |  |  | 0.0309 | 343 | 0.0309 | 159 | 343 | 159 |  |  |  | 0.0309 | 343 | 0.0309 | 159 | 343 | 159 |  |  |  | 0.0309 | 343 | 0.0309 | [34 empty] | 367 | 258.5771 | 1 | 340 | 0.045 | 367 | 258.5771 | 258.5771 | 0 | 0 | 70453.182 | 37585.6818 | 159.7848 | 43.54% | 76.05% | 0.042139 | 0.16296 | 77.1627 | 4.7562 | 77.1627 | 4.7562 | 20.2923 | 6.6035
[34 empty] | 158 | 344 | 158 |  |  |  | 0.0308 | 344 | 0.0308 | 158 | 344 | 158 |  |  |  | 0.0308 | 344 | 0.0308 | 158 | 344 | 158 |  |  |  | 0.0308 | 344 | 0.0308 | [34 empty] | 368 | 258.941 | 1 | 340 | 0.045 | 368 | 258.941 | 258.941 | 0 | 0 | 70712.123 | 37327.1047 | 160.0232 | 43.48% | 76.16% | 0.042153 | 0.16279 | 77.3254 | 4.7591 | 77.3254 | 4.7591 | 20.1294 | 6.6073
[34 empty] | 157 | 345 | 157 |  |  |  | 0.0307 | 345 | 0.0307 | 157 | 345 | 157 |  |  |  | 0.0307 | 345 | 0.0307 | 157 | 345 | 157 |  |  |  | 0.0307 | 345 | 0.0307 | [34 empty] | 369 | 259.305 | 1 | 340 | 0.045 | 369 | 259.305 | 259.305 | 0 | 0 | 70971.428 | 37068.1637 | 160.2605 | 43.43% | 76.27% | 0.042167 | 0.16262 | 77.4881 | 4.762 | 77.4881 | 4.762 | 19.9666 | 6.6111
[34 empty] | 156 | 346 | 156 |  |  |  | 0.0306 | 346 | 0.0306 | 156 | 346 | 156 |  |  |  | 0.0306 | 346 | 0.0306 | 156 | 346 | 156 |  |  |  | 0.0306 | 346 | 0.0306 | [34 empty] | 370 | 259.669 | 1 | 340 | 0.045 | 370 | 259.669 | 259.669 | 0 | 0 | 71231.097 | 36808.8587 | 160.4968 | 43.38% | 76.37% | 0.042181 | 0.16244 | 77.6505 | 4.7649 | 77.6505 | 4.7649 | 19.804 | 6.6148
[34 empty] | 155 | 347 | 155 |  |  |  | 0.0305 | 347 | 0.0305 | 155 | 347 | 155 |  |  |  | 0.0305 | 347 | 0.0305 | 155 | 347 | 155 |  |  |  | 0.0305 | 347 | 0.0305 | [34 empty] | 371 | 260.033 | 1 | 340 | 0.045 | 371 | 260.033 | 260.033 | 0 | 0 | 71491.13 | 36549.1897 | 160.732 | 43.32% | 76.48% | 0.042195 | 0.16227 | 77.8128 | 4.7679 | 77.8128 | 4.7679 | 19.6415 | 6.6186
[34 empty] | 154 | 348 | 154 |  |  |  | 0.0304 | 348 | 0.0304 | 154 | 348 | 154 |  |  |  | 0.0304 | 348 | 0.0304 | 154 | 348 | 154 |  |  |  | 0.0304 | 348 | 0.0304 | [34 empty] | 372 | 260.3969 | 1 | 340 | 0.045 | 372 | 260.3969 | 260.3969 | 0 | 0 | 71751.5269 | 36289.1567 | 160.9661 | 43.27% | 76.59% | 0.042209 | 0.1621 | 77.9749 | 4.7708 | 77.9749 | 4.7708 | 19.4792 | 6.6224
[34 empty] | 153 | 349 | 153 |  |  |  | 0.0303 | 349 | 0.0303 | 153 | 349 | 153 |  |  |  | 0.0303 | 349 | 0.0303 | 153 | 349 | 153 |  |  |  | 0.0303 | 349 | 0.0303 | [34 empty] | 373 | 260.7609 | 1 | 340 | 0.045 | 373 | 260.7609 | 260.7609 | 0 | 0 | 72012.2878 | 36028.7598 | 161.1992 | 43.22% | 76.69% | 0.042224 | 0.16192 | 78.1368 | 4.7737 | 78.1368 | 4.7737 | 19.3171 | 6.6262
[34 empty] | 152 | 350 | 152 |  |  |  | 0.0302 | 350 | 0.0302 | 152 | 350 | 152 |  |  |  | 0.0302 | 350 | 0.0302 | 152 | 350 | 152 |  |  |  | 0.0302 | 350 | 0.0302 | [34 empty] | 374 | 261.1249 | 1 | 340 | 0.045 | 374 | 261.1249 | 261.1249 | 0 | 0 | 72273.4127 | 35767.9989 | 161.4311 | 43.16% | 76.8% | 0.042238 | 0.16175 | 78.2985 | 4.7766 | 78.2985 | 4.7766 | 19.1552 | 6.63
[34 empty] | 151 | 351 | 151 |  |  |  | 0.0301 | 351 | 0.0301 | 151 | 351 | 151 |  |  |  | 0.0301 | 351 | 0.0301 | 151 | 351 | 151 |  |  |  | 0.0301 | 351 | 0.0301 | [34 empty] | 375 | 261.4888 | 1 | 340 | 0.045 | 375 | 261.4888 | 261.4888 | 0 | 0 | 72534.9015 | 35506.874 | 161.6621 | 43.11% | 76.91% | 0.042252 | 0.16158 | 78.4601 | 4.7795 | 78.4601 | 4.7795 | 18.9935 | 6.6339
[34 empty] | 150 | 352 | 150 |  |  |  | 0.03 | 352 | 0.03 | 150 | 352 | 150 |  |  |  | 0.03 | 352 | 0.03 | 150 | 352 | 150 |  |  |  | 0.03 | 352 | 0.03 | [34 empty] | 376 | 261.8528 | 1 | 340 | 0.045 | 376 | 261.8528 | 261.8528 | 0 | 0 | 72796.7543 | 35245.3852 | 161.8919 | 43.06% | 77.02% | 0.042266 | 0.16141 | 78.6215 | 4.7824 | 78.6215 | 4.7824 | 18.8319 | 6.6377
[34 empty] | 149 | 353 | 149 |  |  |  | 0.0299 | 353 | 0.0299 | 149 | 353 | 149 |  |  |  | 0.0299 | 353 | 0.0299 | 149 | 353 | 149 |  |  |  | 0.0299 | 353 | 0.0299 | [34 empty] | 377 | 262.2168 | 1 | 340 | 0.045 | 377 | 262.2168 | 262.2168 | 0 | 0 | 73058.9711 | 34983.5324 | 162.1207 | 43% | 77.12% | 0.04228 | 0.16124 | 78.7828 | 4.7853 | 78.7828 | 4.7853 | 18.6705 | 6.6415
[34 empty] | 148 | 354 | 148 |  |  |  | 0.0298 | 354 | 0.0298 | 148 | 354 | 148 |  |  |  | 0.0298 | 354 | 0.0298 | 148 | 354 | 148 |  |  |  | 0.0298 | 354 | 0.0298 | [34 empty] | 378 | 262.5807 | 1 | 340 | 0.045 | 378 | 262.5807 | 262.5807 | 0 | 0 | 73321.5519 | 34721.3156 | 162.3484 | 42.95% | 77.23% | 0.042294 | 0.16107 | 78.9439 | 4.7882 | 78.9439 | 4.7882 | 18.5092 | 6.6453
[34 empty] | 147 | 355 | 147 |  |  |  | 0.0297 | 355 | 0.0297 | 147 | 355 | 147 |  |  |  | 0.0297 | 355 | 0.0297 | 147 | 355 | 147 |  |  |  | 0.0297 | 355 | 0.0297 | [34 empty] | 379 | 262.9447 | 1 | 340 | 0.045 | 379 | 262.9447 | 262.9447 | 0 | 0 | 73584.4966 | 34458.7349 | 162.575 | 42.9% | 77.34% | 0.042308 | 0.1609 | 79.1048 | 4.7911 | 79.1048 | 4.7911 | 18.3482 | 6.6492
[34 empty] | 146 | 356 | 146 |  |  |  | 0.0296 | 356 | 0.0296 | 146 | 356 | 146 |  |  |  | 0.0296 | 356 | 0.0296 | 146 | 356 | 146 |  |  |  | 0.0296 | 356 | 0.0296 | [34 empty] | 380 | 263.3087 | 1 | 340 | 0.045 | 380 | 263.3087 | 263.3087 | 0 | 0 | 73847.8053 | 34195.7902 | 162.8006 | 42.84% | 77.44% | 0.042322 | 0.16073 | 79.2655 | 4.794 | 79.2655 | 4.794 | 18.1873 | 6.653
[34 empty] | 145 | 357 | 145 |  |  |  | 0.0295 | 357 | 0.0295 | 145 | 357 | 145 |  |  |  | 0.0295 | 357 | 0.0295 | 145 | 357 | 145 |  |  |  | 0.0295 | 357 | 0.0295 | [34 empty] | 381 | 263.6727 | 1 | 340 | 0.045 | 381 | 263.6727 | 263.6727 | 0 | 0 | 74111.4779 | 33932.4815 | 163.0251 | 42.79% | 77.55% | 0.042336 | 0.16056 | 79.4261 | 4.7969 | 79.4261 | 4.7969 | 18.0265 | 6.6569
[34 empty] | 144 | 358 | 144 |  |  |  | 0.0294 | 358 | 0.0294 | 144 | 358 | 144 |  |  |  | 0.0294 | 358 | 0.0294 | 144 | 358 | 144 |  |  |  | 0.0294 | 358 | 0.0294 | [34 empty] | 382 | 264.0366 | 1 | 340 | 0.045 | 382 | 264.0366 | 264.0366 | 0 | 0 | 74375.5145 | 33668.8088 | 163.2485 | 42.74% | 77.66% | 0.04235 | 0.1604 | 79.5864 | 4.7998 | 79.5864 | 4.7998 | 17.866 | 6.6607
[34 empty] | 143 | 359 | 143 |  |  |  | 0.0293 | 359 | 0.0293 | 143 | 359 | 143 |  |  |  | 0.0293 | 359 | 0.0293 | 143 | 359 | 143 |  |  |  | 0.0293 | 359 | 0.0293 | [34 empty] | 383 | 264.4006 | 1 | 340 | 0.045 | 383 | 264.4006 | 264.4006 | 0 | 0 | 74639.9151 | 33404.7722 | 163.4708 | 42.68% | 77.76% | 0.042364 | 0.16023 | 79.7467 | 4.8027 | 79.7467 | 4.8027 | 17.7056 | 6.6646
[34 empty] | 142 | 360 | 142 |  |  |  | 0.0292 | 360 | 0.0292 | 142 | 360 | 142 |  |  |  | 0.0292 | 360 | 0.0292 | 142 | 360 | 142 |  |  |  | 0.0292 | 360 | 0.0292 | [34 empty] | 384 | 264.7646 | 1 | 340 | 0.045 | 384 | 264.7646 | 264.7646 | 0 | 0 | 74904.6797 | 33140.3716 | 163.6921 | 42.63% | 77.87% | 0.042378 | 0.16006 | 79.9067 | 4.8056 | 79.9067 | 4.8056 | 17.5453 | 6.6684
[34 empty] | 141 | 361 | 141 |  |  |  | 0.0291 | 361 | 0.0291 | 141 | 361 | 141 |  |  |  | 0.0291 | 361 | 0.0291 | 141 | 361 | 141 |  |  |  | 0.0291 | 361 | 0.0291 | [34 empty] | 385 | 265.1285 | 1 | 340 | 0.045 | 385 | 265.1285 | 265.1285 | 0 | 0 | 75169.8083 | 32875.607 | 163.9123 | 42.57% | 77.98% | 0.042392 | 0.15989 | 80.0666 | 4.8085 | 80.0666 | 4.8085 | 17.3853 | 6.6723
[34 empty] | 140 | 362 | 140 |  |  |  | 0.029 | 362 | 0.029 | 140 | 362 | 140 |  |  |  | 0.029 | 362 | 0.029 | 140 | 362 | 140 |  |  |  | 0.029 | 362 | 0.029 | [34 empty] | 386 | 265.4925 | 1 | 340 | 0.045 | 386 | 265.4925 | 265.4925 | 0 | 0 | 75435.3008 | 32610.4785 | 164.1315 | 42.52% | 78.09% | 0.042406 | 0.15973 | 80.2264 | 4.8114 | 80.2264 | 4.8114 | 17.2254 | 6.6762
[34 empty] | 139 | 363 | 139 |  |  |  | 0.0289 | 363 | 0.0289 | 139 | 363 | 139 |  |  |  | 0.0289 | 363 | 0.0289 | 139 | 363 | 139 |  |  |  | 0.0289 | 363 | 0.0289 | [34 empty] | 387 | 265.8565 | 1 | 340 | 0.045 | 387 | 265.8565 | 265.8565 | 0 | 0 | 75701.1572 | 32344.986 | 164.3495 | 42.47% | 78.19% | 0.04242 | 0.15956 | 80.3859 | 4.8143 | 80.3859 | 4.8143 | 17.0657 | 6.6801
[34 empty] | 138 | 364 | 138 |  |  |  | 0.0288 | 364 | 0.0288 | 138 | 364 | 138 |  |  |  | 0.0288 | 364 | 0.0288 | 138 | 364 | 138 |  |  |  | 0.0288 | 364 | 0.0288 | [34 empty] | 388 | 266.2205 | 1 | 340 | 0.045 | 388 | 266.2205 | 266.2205 | 0 | 0 | 75967.3777 | 32079.1295 | 164.5665 | 42.41% | 78.3% | 0.042434 | 0.15939 | 80.5453 | 4.8172 | 80.5453 | 4.8172 | 16.9061 | 6.684
[34 empty] | 137 | 365 | 137 |  |  |  | 0.0287 | 365 | 0.0287 | 137 | 365 | 137 |  |  |  | 0.0287 | 365 | 0.0287 | 137 | 365 | 137 |  |  |  | 0.0287 | 365 | 0.0287 | [34 empty] | 389 | 266.5844 | 1 | 340 | 0.045 | 389 | 266.5844 | 266.5844 | 0 | 0 | 76233.9621 | 31812.909 | 164.7825 | 42.36% | 78.41% | 0.042448 | 0.15923 | 80.7045 | 4.8201 | 80.7045 | 4.8201 | 16.7467 | 6.6879
[34 empty] | 136 | 366 | 136 |  |  |  | 0.0286 | 366 | 0.0286 | 136 | 366 | 136 |  |  |  | 0.0286 | 366 | 0.0286 | 136 | 366 | 136 |  |  |  | 0.0286 | 366 | 0.0286 | [34 empty] | 390 | 266.9484 | 1 | 340 | 0.045 | 390 | 266.9484 | 266.9484 | 0 | 0 | 76500.9105 | 31546.3246 | 164.9973 | 42.31% | 78.51% | 0.042462 | 0.15906 | 80.8636 | 4.8229 | 80.8636 | 4.8229 | 16.5875 | 6.6918
[34 empty] | 135 | 367 | 135 |  |  |  | 0.0285 | 367 | 0.0285 | 135 | 367 | 135 |  |  |  | 0.0285 | 367 | 0.0285 | 135 | 367 | 135 |  |  |  | 0.0285 | 367 | 0.0285 | [34 empty] | 391 | 267.3124 | 1 | 340 | 0.045 | 391 | 267.3124 | 267.3124 | 0 | 0 | 76768.2229 | 31279.3762 | 165.2111 | 42.25% | 78.62% | 0.042476 | 0.1589 | 81.0225 | 4.8258 | 81.0225 | 4.8258 | 16.4284 | 6.6957
[34 empty] | 134 | 368 | 134 |  |  |  | 0.0284 | 368 | 0.0284 | 134 | 368 | 134 |  |  |  | 0.0284 | 368 | 0.0284 | 134 | 368 | 134 |  |  |  | 0.0284 | 368 | 0.0284 | [34 empty] | 392 | 267.6763 | 1 | 340 | 0.045 | 392 | 267.6763 | 267.6763 | 0 | 0 | 77035.8992 | 31012.0639 | 165.4238 | 42.2% | 78.73% | 0.04249 | 0.15874 | 81.1812 | 4.8287 | 81.1812 | 4.8287 | 16.2695 | 6.6996
[34 empty] | 133 | 369 | 133 |  |  |  | 0.0283 | 369 | 0.0283 | 133 | 369 | 133 |  |  |  | 0.0283 | 369 | 0.0283 | 133 | 369 | 133 |  |  |  | 0.0283 | 369 | 0.0283 | [34 empty] | 393 | 268.0403 | 1 | 340 | 0.045 | 393 | 268.0403 | 268.0403 | 0 | 0 | 77303.9395 | 30744.3875 | 165.6355 | 42.15% | 78.84% | 0.042504 | 0.15857 | 81.3398 | 4.8316 | 81.3398 | 4.8316 | 16.1108 | 6.7036
[34 empty] | 132 | 370 | 132 |  |  |  | 0.0282 | 370 | 0.0282 | 132 | 370 | 132 |  |  |  | 0.0282 | 370 | 0.0282 | 132 | 370 | 132 |  |  |  | 0.0282 | 370 | 0.0282 | [34 empty] | 394 | 268.4043 | 1 | 340 | 0.045 | 394 | 268.4043 | 268.4043 | 0 | 0 | 77572.3438 | 30476.3472 | 165.846 | 42.09% | 78.94% | 0.042517 | 0.15841 | 81.4982 | 4.8345 | 81.4982 | 4.8345 | 15.9522 | 6.7075
[34 empty] | 131 | 371 | 131 |  |  |  | 0.0281 | 371 | 0.0281 | 131 | 371 | 131 |  |  |  | 0.0281 | 371 | 0.0281 | 131 | 371 | 131 |  |  |  | 0.0281 | 371 | 0.0281 | [34 empty] | 395 | 268.7682 | 1 | 340 | 0.045 | 395 | 268.7682 | 268.7682 | 0 | 0 | 77841.112 | 30207.9429 | 166.0556 | 42.04% | 79.05% | 0.042531 | 0.15825 | 81.6565 | 4.8373 | 81.6565 | 4.8373 | 15.7938 | 6.7115
[34 empty] | 130 | 372 | 130 |  |  |  | 0.028 | 372 | 0.028 | 130 | 372 | 130 |  |  |  | 0.028 | 372 | 0.028 | 130 | 372 | 130 |  |  |  | 0.028 | 372 | 0.028 | [34 empty] | 396 | 269.1322 | 1 | 340 | 0.045 | 396 | 269.1322 | 269.1322 | 0 | 0 | 78110.2442 | 29939.1747 | 166.264 | 41.99% | 79.16% | 0.042545 | 0.15808 | 81.8145 | 4.8402 | 81.8145 | 4.8402 | 15.6356 | 6.7155
[34 empty] | 129 | 373 | 129 |  |  |  | 0.0279 | 373 | 0.0279 | 129 | 373 | 129 |  |  |  | 0.0279 | 373 | 0.0279 | 129 | 373 | 129 |  |  |  | 0.0279 | 373 | 0.0279 | [34 empty] | 397 | 269.4962 | 1 | 340 | 0.045 | 397 | 269.4962 | 269.4962 | 0 | 0 | 78379.7404 | 29670.0425 | 166.4714 | 41.93% | 79.26% | 0.042559 | 0.15792 | 81.9725 | 4.8431 | 81.9725 | 4.8431 | 15.4775 | 6.7194
[34 empty] | 128 | 374 | 128 |  |  |  | 0.0278 | 374 | 0.0278 | 128 | 374 | 128 |  |  |  | 0.0278 | 374 | 0.0278 | 128 | 374 | 128 |  |  |  | 0.0278 | 374 | 0.0278 | [34 empty] | 398 | 269.8602 | 1 | 340 | 0.045 | 398 | 269.8602 | 269.8602 | 0 | 0 | 78649.6006 | 29400.5463 | 166.6776 | 41.88% | 79.37% | 0.042573 | 0.15776 | 82.1302 | 4.846 | 82.1302 | 4.846 | 15.3195 | 6.7234
[34 empty] | 127 | 375 | 127 |  |  |  | 0.0277 | 375 | 0.0277 | 127 | 375 | 127 |  |  |  | 0.0277 | 375 | 0.0277 | 127 | 375 | 127 |  |  |  | 0.0277 | 375 | 0.0277 | [34 empty] | 399 | 270.2241 | 1 | 340 | 0.045 | 399 | 270.2241 | 270.2241 | 0 | 0 | 78919.8247 | 29130.6862 | 166.8829 | 41.83% | 79.48% | 0.042586 | 0.1576 | 82.2878 | 4.8488 | 82.2878 | 4.8488 | 15.1618 | 6.7274
[34 empty] | 126 | 376 | 126 |  |  |  | 0.0276 | 376 | 0.0276 | 126 | 376 | 126 |  |  |  | 0.0276 | 376 | 0.0276 | 126 | 376 | 126 |  |  |  | 0.0276 | 376 | 0.0276 | [34 empty] | 400 | 270.5881 | 1 | 340 | 0.045 | 400 | 270.5881 | 270.5881 | 0 | 0 | 79190.4128 | 28860.462 | 167.087 | 41.77% | 79.58% | 0.0426 | 0.15744 | 82.4453 | 4.8517 | 82.4453 | 4.8517 | 15.0042 | 6.7315
[34 empty] | 125 | 377 | 125 |  |  |  | 0.0275 | 377 | 0.0275 | 125 | 377 | 125 |  |  |  | 0.0275 | 377 | 0.0275 | 125 | 377 | 125 |  |  |  | 0.0275 | 377 | 0.0275 | [34 empty] | 401 | 270.9521 | 1 | 340 | 0.045 | 401 | 270.9521 | 270.9521 | 0 | 0 | 79461.3649 | 28589.8739 | 167.2901 | 41.72% | 79.69% | 0.042614 | 0.15727 | 82.6025 | 4.8546 | 82.6025 | 4.8546 | 14.8468 | 6.7355
[34 empty] | 124 | 378 | 124 |  |  |  | 0.0274 | 378 | 0.0274 | 124 | 378 | 124 |  |  |  | 0.0274 | 378 | 0.0274 | 124 | 378 | 124 |  |  |  | 0.0274 | 378 | 0.0274 | [34 empty] | 402 | 271.316 | 1 | 340 | 0.045 | 402 | 271.316 | 271.316 | 0 | 0 | 79732.6809 | 28318.9219 | 167.4921 | 41.66% | 79.8% | 0.042628 | 0.15711 | 82.7596 | 4.8574 | 82.7596 | 4.8574 | 14.6895 | 6.7395
[34 empty] | 123 | 379 | 123 |  |  |  | 0.0273 | 379 | 0.0273 | 123 | 379 | 123 |  |  |  | 0.0273 | 379 | 0.0273 | 123 | 379 | 123 |  |  |  | 0.0273 | 379 | 0.0273 | [34 empty] | 403 | 271.68 | 1 | 340 | 0.045 | 403 | 271.68 | 271.68 | 0 | 0 | 80004.3609 | 28047.6058 | 167.6931 | 41.61% | 79.91% | 0.042641 | 0.15695 | 82.9166 | 4.8603 | 82.9166 | 4.8603 | 14.5324 | 6.7436
[34 empty] | 122 | 380 | 122 |  |  |  | 0.0272 | 380 | 0.0272 | 122 | 380 | 122 |  |  |  | 0.0272 | 380 | 0.0272 | 122 | 380 | 122 |  |  |  | 0.0272 | 380 | 0.0272 | [34 empty] | 404 | 272.044 | 1 | 340 | 0.045 | 404 | 272.044 | 272.044 | 0 | 0 | 80276.4049 | 27775.9258 | 167.8929 | 41.56% | 80.01% | 0.042655 | 0.15679 | 83.0734 | 4.8632 | 83.0734 | 4.8632 | 14.3754 | 6.7476
[34 empty] | 121 | 381 | 121 |  |  |  | 0.0271 | 381 | 0.0271 | 121 | 381 | 121 |  |  |  | 0.0271 | 381 | 0.0271 | 121 | 381 | 121 |  |  |  | 0.0271 | 381 | 0.0271 | [34 empty] | 405 | 272.4079 | 1 | 340 | 0.045 | 405 | 272.4079 | 272.4079 | 0 | 0 | 80548.8128 | 27503.8819 | 168.0917 | 41.5% | 80.12% | 0.042669 | 0.15664 | 83.23 | 4.866 | 83.23 | 4.866 | 14.2186 | 6.7517
[34 empty] | 120 | 382 | 120 |  |  |  | 0.027 | 382 | 0.027 | 120 | 382 | 120 |  |  |  | 0.027 | 382 | 0.027 | 120 | 382 | 120 |  |  |  | 0.027 | 382 | 0.027 | [34 empty] | 406 | 272.7719 | 1 | 340 | 0.045 | 406 | 272.7719 | 272.7719 | 0 | 0 | 80821.5847 | 27231.4739 | 168.2895 | 41.45% | 80.23% | 0.042682 | 0.15648 | 83.3865 | 4.8689 | 83.3865 | 4.8689 | 14.062 | 6.7558
[34 empty] | 119 | 383 | 119 |  |  |  | 0.0269 | 383 | 0.0269 | 119 | 383 | 119 |  |  |  | 0.0269 | 383 | 0.0269 | 119 | 383 | 119 |  |  |  | 0.0269 | 383 | 0.0269 | [34 empty] | 407 | 273.1359 | 1 | 340 | 0.045 | 407 | 273.1359 | 273.1359 | 0 | 0 | 81094.7206 | 26958.702 | 168.4861 | 41.4% | 80.33% | 0.042696 | 0.15632 | 83.5428 | 4.8718 | 83.5428 | 4.8718 | 13.9055 | 6.7599
[34 empty] | 118 | 384 | 118 |  |  |  | 0.0268 | 384 | 0.0268 | 118 | 384 | 118 |  |  |  | 0.0268 | 384 | 0.0268 | 118 | 384 | 118 |  |  |  | 0.0268 | 384 | 0.0268 | [34 empty] | 408 | 273.4999 | 1 | 340 | 0.045 | 408 | 273.4999 | 273.4999 | 0 | 0 | 81368.2205 | 26685.5661 | 168.6817 | 41.34% | 80.44% | 0.04271 | 0.15616 | 83.699 | 4.8746 | 83.699 | 4.8746 | 13.7492 | 6.764
[34 empty] | 117 | 385 | 117 |  |  |  | 0.0267 | 385 | 0.0267 | 117 | 385 | 117 |  |  |  | 0.0267 | 385 | 0.0267 | 117 | 385 | 117 |  |  |  | 0.0267 | 385 | 0.0267 | [34 empty] | 409 | 273.8638 | 1 | 340 | 0.045 | 409 | 273.8638 | 273.8638 | 0 | 0 | 81642.0843 | 26412.0663 | 168.8762 | 41.29% | 80.55% | 0.042723 | 0.156 | 83.855 | 4.8775 | 83.855 | 4.8775 | 13.593 | 6.7682
[34 empty] | 116 | 386 | 116 |  |  |  | 0.0266 | 386 | 0.0266 | 116 | 386 | 116 |  |  |  | 0.0266 | 386 | 0.0266 | 116 | 386 | 116 |  |  |  | 0.0266 | 386 | 0.0266 | [34 empty] | 410 | 274.2278 | 1 | 340 | 0.045 | 410 | 274.2278 | 274.2278 | 0 | 0 | 81916.3121 | 26138.2024 | 169.0697 | 41.24% | 80.66% | 0.042737 | 0.15584 | 84.0108 | 4.8803 | 84.0108 | 4.8803 | 13.437 | 6.7723
[34 empty] | 115 | 387 | 115 |  |  |  | 0.0265 | 387 | 0.0265 | 115 | 387 | 115 |  |  |  | 0.0265 | 387 | 0.0265 | 115 | 387 | 115 |  |  |  | 0.0265 | 387 | 0.0265 | [34 empty] | 411 | 274.5918 | 1 | 340 | 0.045 | 411 | 274.5918 | 274.5918 | 0 | 0 | 82190.9039 | 25863.9746 | 169.262 | 41.18% | 80.76% | 0.042751 | 0.15569 | 84.1665 | 4.8832 | 84.1665 | 4.8832 | 13.2812 | 6.7765
[34 empty] | 114 | 388 | 114 |  |  |  | 0.0264 | 388 | 0.0264 | 114 | 388 | 114 |  |  |  | 0.0264 | 388 | 0.0264 | 114 | 388 | 114 |  |  |  | 0.0264 | 388 | 0.0264 | [34 empty] | 412 | 274.9557 | 1 | 340 | 0.045 | 412 | 274.9557 | 274.9557 | 0 | 0 | 82465.8596 | 25589.3829 | 169.4534 | 41.13% | 80.87% | 0.042764 | 0.15553 | 84.3221 | 4.886 | 84.3221 | 4.886 | 13.1255 | 6.7807
[34 empty] | 113 | 389 | 113 |  |  |  | 0.0263 | 389 | 0.0263 | 113 | 389 | 113 |  |  |  | 0.0263 | 389 | 0.0263 | 113 | 389 | 113 |  |  |  | 0.0263 | 389 | 0.0263 | [34 empty] | 413 | 275.3197 | 1 | 340 | 0.045 | 413 | 275.3197 | 275.3197 | 0 | 0 | 82741.1793 | 25314.4271 | 169.6436 | 41.08% | 80.98% | 0.042778 | 0.15538 | 84.4774 | 4.8889 | 84.4774 | 4.8889 | 12.97 | 6.7849
[34 empty] | 112 | 390 | 112 |  |  |  | 0.0262 | 390 | 0.0262 | 112 | 390 | 112 |  |  |  | 0.0262 | 390 | 0.0262 | 112 | 390 | 112 |  |  |  | 0.0262 | 390 | 0.0262 | [34 empty] | 414 | 275.6837 | 1 | 340 | 0.045 | 414 | 275.6837 | 275.6837 | 0 | 0 | 83016.863 | 25039.1074 | 169.8328 | 41.02% | 81.08% | 0.042791 | 0.15522 | 84.6326 | 4.8917 | 84.6326 | 4.8917 | 12.8146 | 6.7891
[34 empty] | 111 | 391 | 111 |  |  |  | 0.0261 | 391 | 0.0261 | 111 | 391 | 111 |  |  |  | 0.0261 | 391 | 0.0261 | 111 | 391 | 111 |  |  |  | 0.0261 | 391 | 0.0261 | [34 empty] | 415 | 276.0476 | 1 | 340 | 0.045 | 415 | 276.0476 | 276.0476 | 0 | 0 | 83292.9106 | 24763.4238 | 170.0209 | 40.97% | 81.19% | 0.042805 | 0.15506 | 84.7877 | 4.8946 | 84.7877 | 4.8946 | 12.6594 | 6.7934
[34 empty] | 110 | 392 | 110 |  |  |  | 0.026 | 392 | 0.026 | 110 | 392 | 110 |  |  |  | 0.026 | 392 | 0.026 | 110 | 392 | 110 |  |  |  | 0.026 | 392 | 0.026 | [34 empty] | 416 | 276.4116 | 1 | 340 | 0.045 | 416 | 276.4116 | 276.4116 | 0 | 0 | 83569.3222 | 24487.3761 | 170.2079 | 40.92% | 81.3% | 0.042818 | 0.15491 | 84.9426 | 4.8974 | 84.9426 | 4.8974 | 12.5043 | 6.7977
[34 empty] | 109 | 393 | 109 |  |  |  | 0.0259 | 393 | 0.0259 | 109 | 393 | 109 |  |  |  | 0.0259 | 393 | 0.0259 | 109 | 393 | 109 |  |  |  | 0.0259 | 393 | 0.0259 | [34 empty] | 417 | 276.7756 | 1 | 340 | 0.045 | 417 | 276.7756 | 276.7756 | 0 | 0 | 83846.0978 | 24210.9645 | 170.3938 | 40.86% | 81.4% | 0.042832 | 0.15475 | 85.0974 | 4.9003 | 85.0974 | 4.9003 | 12.3494 | 6.802
[34 empty] | 108 | 394 | 108 |  |  |  | 0.0258 | 394 | 0.0258 | 108 | 394 | 108 |  |  |  | 0.0258 | 394 | 0.0258 | 108 | 394 | 108 |  |  |  | 0.0258 | 394 | 0.0258 | [34 empty] | 418 | 277.1396 | 1 | 340 | 0.045 | 418 | 277.1396 | 277.1396 | 0 | 0 | 84123.2374 | 23934.1889 | 170.5787 | 40.81% | 81.51% | 0.042846 | 0.1546 | 85.252 | 4.9031 | 85.252 | 4.9031 | 12.1946 | 6.8063
[34 empty] | 107 | 395 | 107 |  |  |  | 0.0257 | 395 | 0.0257 | 107 | 395 | 107 |  |  |  | 0.0257 | 395 | 0.0257 | 107 | 395 | 107 |  |  |  | 0.0257 | 395 | 0.0257 | [34 empty] | 419 | 277.5035 | 1 | 340 | 0.045 | 419 | 277.5035 | 277.5035 | 0 | 0 | 84400.7409 | 23657.0493 | 170.7625 | 40.75% | 81.62% | 0.042859 | 0.15444 | 85.4064 | 4.906 | 85.4064 | 4.906 | 12.04 | 6.8106
[34 empty] | 106 | 396 | 106 |  |  |  | 0.0256 | 396 | 0.0256 | 106 | 396 | 106 |  |  |  | 0.0256 | 396 | 0.0256 | 106 | 396 | 106 |  |  |  | 0.0256 | 396 | 0.0256 | [34 empty] | 420 | 277.8675 | 1 | 340 | 0.045 | 420 | 277.8675 | 277.8675 | 0 | 0 | 84678.6084 | 23379.5458 | 170.9453 | 40.7% | 81.73% | 0.042872 | 0.15429 | 85.5607 | 4.9088 | 85.5607 | 4.9088 | 11.8856 | 6.815
[34 empty] | 105 | 397 | 105 |  |  |  | 0.0255 | 397 | 0.0255 | 105 | 397 | 105 |  |  |  | 0.0255 | 397 | 0.0255 | 105 | 397 | 105 |  |  |  | 0.0255 | 397 | 0.0255 | [34 empty] | 421 | 278.2315 | 1 | 340 | 0.045 | 421 | 278.2315 | 278.2315 | 0 | 0 | 84956.8399 | 23101.6783 | 171.1269 | 40.65% | 81.83% | 0.042886 | 0.15414 | 85.7148 | 4.9116 | 85.7148 | 4.9116 | 11.7313 | 6.8194
[34 empty] | 104 | 398 | 104 |  |  |  | 0.0254 | 398 | 0.0254 | 104 | 398 | 104 |  |  |  | 0.0254 | 398 | 0.0254 | 104 | 398 | 104 |  |  |  | 0.0254 | 398 | 0.0254 | [34 empty] | 422 | 278.5954 | 1 | 340 | 0.045 | 422 | 278.5954 | 278.5954 | 0 | 0 | 85235.4353 | 22823.4468 | 171.3075 | 40.59% | 81.94% | 0.042899 | 0.15398 | 85.8688 | 4.9145 | 85.8688 | 4.9145 | 11.5772 | 6.8238
[34 empty] | 103 | 399 | 103 |  |  |  | 0.0253 | 399 | 0.0253 | 103 | 399 | 103 |  |  |  | 0.0253 | 399 | 0.0253 | 103 | 399 | 103 |  |  |  | 0.0253 | 399 | 0.0253 | [34 empty] | 423 | 278.9594 | 1 | 340 | 0.045 | 423 | 278.9594 | 278.9594 | 0 | 0 | 85514.3947 | 22544.8514 | 171.4871 | 40.54% | 82.05% | 0.042913 | 0.15383 | 86.0227 | 4.9173 | 86.0227 | 4.9173 | 11.4232 | 6.8282
[34 empty] | 102 | 400 | 102 |  |  |  | 0.0252 | 400 | 0.0252 | 102 | 400 | 102 |  |  |  | 0.0252 | 400 | 0.0252 | 102 | 400 | 102 |  |  |  | 0.0252 | 400 | 0.0252 | [34 empty] | 424 | 279.3234 | 1 | 340 | 0.045 | 424 | 279.3234 | 279.3234 | 0 | 0 | 85793.7181 | 22265.892 | 171.6655 | 40.49% | 82.15% | 0.042926 | 0.15368 | 86.1763 | 4.9201 | 86.1763 | 4.9201 | 11.2694 | 6.8327
[34 empty] | 101 | 401 | 101 |  |  |  | 0.0251 | 401 | 0.0251 | 101 | 401 | 101 |  |  |  | 0.0251 | 401 | 0.0251 | 101 | 401 | 101 |  |  |  | 0.0251 | 401 | 0.0251 | [34 empty] | 425 | 279.6873 | 1 | 340 | 0.045 | 425 | 279.6873 | 279.6873 | 0 | 0 | 86073.4055 | 21986.5686 | 171.8429 | 40.43% | 82.26% | 0.04294 | 0.15353 | 86.3299 | 4.923 | 86.3299 | 4.923 | 11.1157 | 6.8372
[34 empty] | 100 | 402 | 100 |  |  |  | 0.025 | 402 | 0.025 | 100 | 402 | 100 |  |  |  | 0.025 | 402 | 0.025 | 100 | 402 | 100 |  |  |  | 0.025 | 402 | 0.025 | [34 empty] | 426 | 280.0513 | 1 | 340 | 0.045 | 426 | 280.0513 | 280.0513 | 0 | 0 | 86353.4568 | 21706.8813 | 172.0192 | 40.38% | 82.37% | 0.042953 | 0.15338 | 86.4832 | 4.9258 | 86.4832 | 4.9258 | 10.9621 | 6.8417
[34 empty] | 99 | 403 | 99 |  |  |  | 0.0249 | 403 | 0.0249 | 99 | 403 | 99 |  |  |  | 0.0249 | 403 | 0.0249 | 99 | 403 | 99 |  |  |  | 0.0249 | 403 | 0.0249 | [34 empty] | 427 | 280.4153 | 1 | 340 | 0.045 | 427 | 280.4153 | 280.4153 | 0 | 0 | 86633.8721 | 21426.8299 | 172.1945 | 40.33% | 82.48% | 0.042967 | 0.15322 | 86.6365 | 4.9286 | 86.6365 | 4.9286 | 10.8088 | 6.8463
[34 empty] | 98 | 404 | 98 |  |  |  | 0.0248 | 404 | 0.0248 | 98 | 404 | 98 |  |  |  | 0.0248 | 404 | 0.0248 | 98 | 404 | 98 |  |  |  | 0.0248 | 404 | 0.0248 | [34 empty] | 428 | 280.7793 | 1 | 340 | 0.045 | 428 | 280.7793 | 280.7793 | 0 | 0 | 86914.6513 | 21146.4147 | 172.3687 | 40.27% | 82.58% | 0.04298 | 0.15307 | 86.7895 | 4.9315 | 86.7895 | 4.9315 | 10.6555 | 6.8509
[34 empty] | 97 | 405 | 97 |  |  |  | 0.0247 | 405 | 0.0247 | 97 | 405 | 97 |  |  |  | 0.0247 | 405 | 0.0247 | 97 | 405 | 97 |  |  |  | 0.0247 | 405 | 0.0247 | [34 empty] | 429 | 281.1432 | 1 | 340 | 0.045 | 429 | 281.1432 | 281.1432 | 0 | 0 | 87195.7946 | 20865.6354 | 172.5418 | 40.22% | 82.69% | 0.042993 | 0.15292 | 86.9425 | 4.9343 | 86.9425 | 4.9343 | 10.5025 | 6.8555
[34 empty] | 96 | 406 | 96 |  |  |  | 0.0246 | 406 | 0.0246 | 96 | 406 | 96 |  |  |  | 0.0246 | 406 | 0.0246 | 96 | 406 | 96 |  |  |  | 0.0246 | 406 | 0.0246 | [34 empty] | 430 | 281.5072 | 1 | 340 | 0.045 | 430 | 281.5072 | 281.5072 | 0 | 0 | 87477.3018 | 20584.4922 | 172.7138 | 40.17% | 82.8% | 0.043007 | 0.15277 | 87.0952 | 4.9371 | 87.0952 | 4.9371 | 10.3495 | 6.8602
[34 empty] | 95 | 407 | 95 |  |  |  | 0.0245 | 407 | 0.0245 | 95 | 407 | 95 |  |  |  | 0.0245 | 407 | 0.0245 | 95 | 407 | 95 |  |  |  | 0.0245 | 407 | 0.0245 | [34 empty] | 431 | 281.8712 | 1 | 340 | 0.045 | 431 | 281.8712 | 281.8712 | 0 | 0 | 87759.1729 | 20302.985 | 172.8848 | 40.11% | 82.9% | 0.04302 | 0.15262 | 87.2479 | 4.9399 | 87.2479 | 4.9399 | 10.1968 | 6.8649
[34 empty] | 94 | 408 | 94 |  |  |  | 0.0244 | 408 | 0.0244 | 94 | 408 | 94 |  |  |  | 0.0244 | 408 | 0.0244 | 94 | 408 | 94 |  |  |  | 0.0244 | 408 | 0.0244 | [34 empty] | 432 | 282.2351 | 1 | 340 | 0.045 | 432 | 282.2351 | 282.2351 | 0 | 0 | 88041.4081 | 20021.1138 | 173.0547 | 40.06% | 83.01% | 0.043033 | 0.15247 | 87.4003 | 4.9428 | 87.4003 | 4.9428 | 10.0442 | 6.8697
[34 empty] | 93 | 409 | 93 |  |  |  | 0.0243 | 409 | 0.0243 | 93 | 409 | 93 |  |  |  | 0.0243 | 409 | 0.0243 | 93 | 409 | 93 |  |  |  | 0.0243 | 409 | 0.0243 | [34 empty] | 433 | 282.5991 | 1 | 340 | 0.045 | 433 | 282.5991 | 282.5991 | 0 | 0 | 88324.0072 | 19738.8787 | 173.2235 | 40.01% | 83.12% | 0.043047 | 0.15232 | 87.5527 | 4.9456 | 87.5527 | 4.9456 | 9.8917 | 6.8745
[34 empty] | 92 | 410 | 92 |  |  |  | 0.0242 | 410 | 0.0242 | 92 | 410 | 92 |  |  |  | 0.0242 | 410 | 0.0242 | 92 | 410 | 92 |  |  |  | 0.0242 | 410 | 0.0242 | [34 empty] | 434 | 282.9631 | 1 | 340 | 0.045 | 434 | 282.9631 | 282.9631 | 0 | 0 | 88606.9703 | 19456.2795 | 173.3913 | 39.95% | 83.22% | 0.04306 | 0.15217 | 87.7048 | 4.9484 | 87.7048 | 4.9484 | 9.7394 | 6.8793
[34 empty] | 91 | 411 | 91 |  |  |  | 0.0241 | 411 | 0.0241 | 91 | 411 | 91 |  |  |  | 0.0241 | 411 | 0.0241 | 91 | 411 | 91 |  |  |  | 0.0241 | 411 | 0.0241 | [34 empty] | 435 | 283.3271 | 1 | 340 | 0.045 | 435 | 283.3271 | 283.3271 | 0 | 0 | 88890.2973 | 19173.3165 | 173.5579 | 39.9% | 83.33% | 0.043073 | 0.15203 | 87.8569 | 4.9512 | 87.8569 | 4.9512 | 9.5872 | 6.8842
[34 empty] | 90 | 412 | 90 |  |  |  | 0.024 | 412 | 0.024 | 90 | 412 | 90 |  |  |  | 0.024 | 412 | 0.024 | 90 | 412 | 90 |  |  |  | 0.024 | 412 | 0.024 | [34 empty] | 436 | 283.691 | 1 | 340 | 0.045 | 436 | 283.691 | 283.691 | 0 | 0 | 89173.9883 | 18889.9894 | 173.7236 | 39.84% | 83.44% | 0.043086 | 0.15188 | 88.0087 | 4.9541 | 88.0087 | 4.9541 | 9.4352 | 6.8891
[34 empty] | 89 | 413 | 89 |  |  |  | 0.0239 | 413 | 0.0239 | 89 | 413 | 89 |  |  |  | 0.0239 | 413 | 0.0239 | 89 | 413 | 89 |  |  |  | 0.0239 | 413 | 0.0239 | [34 empty] | 437 | 284.055 | 1 | 340 | 0.045 | 437 | 284.055 | 284.055 | 0 | 0 | 89458.0433 | 18606.2984 | 173.8881 | 39.79% | 83.55% | 0.0431 | 0.15173 | 88.1605 | 4.9569 | 88.1605 | 4.9569 | 9.2833 | 6.8941
[34 empty] | 88 | 414 | 88 |  |  |  | 0.0238 | 414 | 0.0238 | 88 | 414 | 88 |  |  |  | 0.0238 | 414 | 0.0238 | 88 | 414 | 88 |  |  |  | 0.0238 | 414 | 0.0238 | [34 empty] | 438 | 284.419 | 1 | 340 | 0.045 | 438 | 284.419 | 284.419 | 0 | 0 | 89742.4623 | 18322.2434 | 174.0516 | 39.74% | 83.65% | 0.043113 | 0.15158 | 88.3121 | 4.9597 | 88.3121 | 4.9597 | 9.1315 | 6.8992
[34 empty] | 87 | 415 | 87 |  |  |  | 0.0237 | 415 | 0.0237 | 87 | 415 | 87 |  |  |  | 0.0237 | 415 | 0.0237 | 87 | 415 | 87 |  |  |  | 0.0237 | 415 | 0.0237 | [34 empty] | 439 | 284.7829 | 1 | 340 | 0.045 | 439 | 284.7829 | 284.7829 | 0 | 0 | 90027.2452 | 18037.8244 | 174.214 | 39.68% | 83.76% | 0.043126 | 0.15144 | 88.4635 | 4.9625 | 88.4635 | 4.9625 | 8.98 | 6.9043
[34 empty] | 86 | 416 | 86 |  |  |  | 0.0236 | 416 | 0.0236 | 86 | 416 | 86 |  |  |  | 0.0236 | 416 | 0.0236 | 86 | 416 | 86 |  |  |  | 0.0236 | 416 | 0.0236 | [34 empty] | 440 | 285.1469 | 1 | 340 | 0.045 | 440 | 285.1469 | 285.1469 | 0 | 0 | 90312.3921 | 17753.0415 | 174.3753 | 39.63% | 83.87% | 0.043139 | 0.15129 | 88.6148 | 4.9653 | 88.6148 | 4.9653 | 8.8285 | 6.9094
[34 empty] | 85 | 417 | 85 |  |  |  | 0.0235 | 417 | 0.0235 | 85 | 417 | 85 |  |  |  | 0.0235 | 417 | 0.0235 | 85 | 417 | 85 |  |  |  | 0.0235 | 417 | 0.0235 | [34 empty] | 441 | 285.5109 | 1 | 340 | 0.045 | 441 | 285.5109 | 285.5109 | 0 | 0 | 90597.903 | 17467.8946 | 174.5356 | 39.58% | 83.97% | 0.043153 | 0.15114 | 88.7659 | 4.9681 | 88.7659 | 4.9681 | 8.6772 | 6.9146
[34 empty] | 84 | 418 | 84 |  |  |  | 0.0234 | 418 | 0.0234 | 84 | 418 | 84 |  |  |  | 0.0234 | 418 | 0.0234 | 84 | 418 | 84 |  |  |  | 0.0234 | 418 | 0.0234 | [34 empty] | 442 | 285.8748 | 1 | 340 | 0.045 | 442 | 285.8748 | 285.8748 | 0 | 0 | 90883.7778 | 17182.3837 | 174.6948 | 39.52% | 84.08% | 0.043166 | 0.151 | 88.9169 | 4.9709 | 88.9169 | 4.9709 | 8.5261 | 6.9199
[34 empty] | 83 | 419 | 83 |  |  |  | 0.0233 | 419 | 0.0233 | 83 | 419 | 83 |  |  |  | 0.0233 | 419 | 0.0233 | 83 | 419 | 83 |  |  |  | 0.0233 | 419 | 0.0233 | [34 empty] | 443 | 286.2388 | 1 | 340 | 0.045 | 443 | 286.2388 | 286.2388 | 0 | 0 | 91170.0167 | 16896.5089 | 174.8529 | 39.47% | 84.19% | 0.043179 | 0.15085 | 89.0678 | 4.9737 | 89.0678 | 4.9737 | 8.3751 | 6.9253
[34 empty] | 82 | 420 | 82 |  |  |  | 0.0232 | 420 | 0.0232 | 82 | 420 | 82 |  |  |  | 0.0232 | 420 | 0.0232 | 82 | 420 | 82 |  |  |  | 0.0232 | 420 | 0.0232 | [34 empty] | 444 | 286.6028 | 1 | 340 | 0.045 | 444 | 286.6028 | 286.6028 | 0 | 0 | 91456.6194 | 16610.2701 | 175.0099 | 39.42% | 84.29% | 0.043192 | 0.1507 | 89.2185 | 4.9765 | 89.2185 | 4.9765 | 8.2243 | 6.9307
[34 empty] | 81 | 421 | 81 |  |  |  | 0.0231 | 421 | 0.0231 | 81 | 421 | 81 |  |  |  | 0.0231 | 421 | 0.0231 | 81 | 421 | 81 |  |  |  | 0.0231 | 421 | 0.0231 | [34 empty] | 445 | 286.9668 | 1 | 340 | 0.045 | 445 | 286.9668 | 286.9668 | 0 | 0 | 91743.5862 | 16323.6673 | 175.1659 | 39.36% | 84.4% | 0.043205 | 0.15056 | 89.369 | 4.9794 | 89.369 | 4.9794 | 8.0736 | 6.9362
[34 empty] | 80 | 422 | 80 |  |  |  | 0.023 | 422 | 0.023 | 80 | 422 | 80 |  |  |  | 0.023 | 422 | 0.023 | 80 | 422 | 80 |  |  |  | 0.023 | 422 | 0.023 | [34 empty] | 446 | 287.3307 | 1 | 340 | 0.045 | 446 | 287.3307 | 287.3307 | 0 | 0 | 92030.9169 | 16036.7005 | 175.3208 | 39.31% | 84.51% | 0.043218 | 0.15041 | 89.5194 | 4.9822 | 89.5194 | 4.9822 | 7.923 | 6.9418
[34 empty] | 79 | 423 | 79 |  |  |  | 0.0229 | 423 | 0.0229 | 79 | 423 | 79 |  |  |  | 0.0229 | 423 | 0.0229 | 79 | 423 | 79 |  |  |  | 0.0229 | 423 | 0.0229 | [34 empty] | 447 | 287.6947 | 1 | 340 | 0.045 | 447 | 287.6947 | 287.6947 | 0 | 0 | 92318.6116 | 15749.3698 | 175.4747 | 39.26% | 84.62% | 0.043232 | 0.15027 | 89.6697 | 4.985 | 89.6697 | 4.985 | 7.7726 | 6.9475
[34 empty] | 78 | 424 | 78 |  |  |  | 0.0228 | 424 | 0.0228 | 78 | 424 | 78 |  |  |  | 0.0228 | 424 | 0.0228 | 78 | 424 | 78 |  |  |  | 0.0228 | 424 | 0.0228 | [34 empty] | 448 | 288.0587 | 1 | 340 | 0.045 | 448 | 288.0587 | 288.0587 | 0 | 0 | 92606.6703 | 15461.6751 | 175.6274 | 39.2% | 84.72% | 0.043245 | 0.15012 | 89.8198 | 4.9878 | 89.8198 | 4.9878 | 7.6223 | 6.9533
[34 empty] | 77 | 425 | 77 |  |  |  | 0.0227 | 425 | 0.0227 | 77 | 425 | 77 |  |  |  | 0.0227 | 425 | 0.0227 | 77 | 425 | 77 |  |  |  | 0.0227 | 425 | 0.0227 | [34 empty] | 449 | 288.4226 | 1 | 340 | 0.045 | 449 | 288.4226 | 288.4226 | 0 | 0 | 92895.0929 | 15173.6164 | 175.7791 | 39.15% | 84.83% | 0.043258 | 0.14998 | 89.9698 | 4.9906 | 89.9698 | 4.9906 | 7.4722 | 6.9591
[34 empty] | 76 | 426 | 76 |  |  |  | 0.0226 | 426 | 0.0226 | 76 | 426 | 76 |  |  |  | 0.0226 | 426 | 0.0226 | 76 | 426 | 76 |  |  |  | 0.0226 | 426 | 0.0226 | [34 empty] | 450 | 288.7866 | 1 | 340 | 0.045 | 450 | 288.7866 | 288.7866 | 0 | 0 | 93183.8795 | 14885.1938 | 175.9298 | 39.1% | 84.94% | 0.043271 | 0.14984 | 90.1196 | 4.9934 | 90.1196 | 4.9934 | 7.3222 | 6.9651
[34 empty] | 75 | 427 | 75 |  |  |  | 0.0225 | 427 | 0.0225 | 75 | 427 | 75 |  |  |  | 0.0225 | 427 | 0.0225 | 75 | 427 | 75 |  |  |  | 0.0225 | 427 | 0.0225 | [34 empty] | 451 | 289.1506 | 1 | 340 | 0.045 | 451 | 289.1506 | 289.1506 | 0 | 0 | 93473.0301 | 14596.4072 | 176.0793 | 39.04% | 85.04% | 0.043284 | 0.14969 | 90.2693 | 4.9962 | 90.2693 | 4.9962 | 7.1724 | 6.9712
[34 empty] | 74 | 428 | 74 |  |  |  | 0.0224 | 428 | 0.0224 | 74 | 428 | 74 |  |  |  | 0.0224 | 428 | 0.0224 | 74 | 428 | 74 |  |  |  | 0.0224 | 428 | 0.0224 | [34 empty] | 452 | 289.5145 | 1 | 340 | 0.045 | 452 | 289.5145 | 289.5145 | 0 | 0 | 93762.5446 | 14307.2566 | 176.2278 | 38.99% | 85.15% | 0.043297 | 0.14955 | 90.4189 | 4.999 | 90.4189 | 4.999 | 7.0227 | 6.9774
[34 empty] | 73 | 429 | 73 |  |  |  | 0.0223 | 429 | 0.0223 | 73 | 429 | 73 |  |  |  | 0.0223 | 429 | 0.0223 | 73 | 429 | 73 |  |  |  | 0.0223 | 429 | 0.0223 | [34 empty] | 453 | 289.8785 | 1 | 340 | 0.045 | 453 | 289.8785 | 289.8785 | 0 | 0 | 94052.4232 | 14017.7421 | 176.3752 | 38.93% | 85.26% | 0.04331 | 0.14941 | 90.5683 | 5.0017 | 90.5683 | 5.0017 | 6.8731 | 6.9837
[34 empty] | 72 | 430 | 72 |  |  |  | 0.0222 | 430 | 0.0222 | 72 | 430 | 72 |  |  |  | 0.0222 | 430 | 0.0222 | 72 | 430 | 72 |  |  |  | 0.0222 | 430 | 0.0222 | [34 empty] | 454 | 290.2425 | 1 | 340 | 0.045 | 454 | 290.2425 | 290.2425 | 0 | 0 | 94342.6656 | 13727.8636 | 176.5216 | 38.88% | 85.37% | 0.043323 | 0.14927 | 90.7176 | 5.0045 | 90.7176 | 5.0045 | 6.7237 | 6.9902
[34 empty] | 71 | 431 | 71 |  |  |  | 0.0221 | 431 | 0.0221 | 71 | 431 | 71 |  |  |  | 0.0221 | 431 | 0.0221 | 71 | 431 | 71 |  |  |  | 0.0221 | 431 | 0.0221 | [34 empty] | 455 | 290.6065 | 1 | 340 | 0.045 | 455 | 290.6065 | 290.6065 | 0 | 0 | 94633.2721 | 13437.6211 | 176.6668 | 38.83% | 85.47% | 0.043336 | 0.14912 | 90.8667 | 5.0073 | 90.8667 | 5.0073 | 6.5744 | 6.9968
[34 empty] | 70 | 432 | 70 |  |  |  | 0.022 | 432 | 0.022 | 70 | 432 | 70 |  |  |  | 0.022 | 432 | 0.022 | 70 | 432 | 70 |  |  |  | 0.022 | 432 | 0.022 | [34 empty] | 456 | 290.9704 | 1 | 340 | 0.045 | 456 | 290.9704 | 290.9704 | 0 | 0 | 94924.2425 | 13147.0146 | 176.8111 | 38.77% | 85.58% | 0.043349 | 0.14898 | 91.0157 | 5.0101 | 91.0157 | 5.0101 | 6.4253 | 7.0035
[34 empty] | 69 | 433 | 69 |  |  |  | 0.0219 | 433 | 0.0219 | 69 | 433 | 69 |  |  |  | 0.0219 | 433 | 0.0219 | 69 | 433 | 69 |  |  |  | 0.0219 | 433 | 0.0219 | [34 empty] | 457 | 291.3344 | 1 | 340 | 0.045 | 457 | 291.3344 | 291.3344 | 0 | 0 | 95215.5769 | 12856.0442 | 176.9542 | 38.72% | 85.69% | 0.043362 | 0.14884 | 91.1645 | 5.0129 | 91.1645 | 5.0129 | 6.2763 | 7.0105
[34 empty] | 68 | 434 | 68 |  |  |  | 0.0218 | 434 | 0.0218 | 68 | 434 | 68 |  |  |  | 0.0218 | 434 | 0.0218 | 68 | 434 | 68 |  |  |  | 0.0218 | 434 | 0.0218 | [34 empty] | 458 | 291.6984 | 1 | 340 | 0.045 | 458 | 291.6984 | 291.6984 | 0 | 0 | 95507.2753 | 12564.7098 | 177.0962 | 38.67% | 85.79% | 0.043375 | 0.1487 | 91.3132 | 5.0157 | 91.3132 | 5.0157 | 6.1275 | 7.0175
[34 empty] | 67 | 435 | 67 |  |  |  | 0.0217 | 435 | 0.0217 | 67 | 435 | 67 |  |  |  | 0.0217 | 435 | 0.0217 | 67 | 435 | 67 |  |  |  | 0.0217 | 435 | 0.0217 | [34 empty] | 459 | 292.0623 | 1 | 340 | 0.045 | 459 | 292.0623 | 292.0623 | 0 | 0 | 95799.3376 | 12273.0114 | 177.2372 | 38.61% | 85.9% | 0.043388 | 0.14856 | 91.4618 | 5.0185 | 91.4618 | 5.0185 | 5.9788 | 7.0248
[34 empty] | 66 | 436 | 66 |  |  |  | 0.0216 | 436 | 0.0216 | 66 | 436 | 66 |  |  |  | 0.0216 | 436 | 0.0216 | 66 | 436 | 66 |  |  |  | 0.0216 | 436 | 0.0216 | [34 empty] | 460 | 292.4263 | 1 | 340 | 0.045 | 460 | 292.4263 | 292.4263 | 0 | 0 | 96091.7639 | 11980.9491 | 177.3772 | 38.56% | 86.01% | 0.043401 | 0.14842 | 91.6102 | 5.0213 | 91.6102 | 5.0213 | 5.8302 | 7.0323
[34 empty] | 65 | 437 | 65 |  |  |  | 0.0215 | 437 | 0.0215 | 65 | 437 | 65 |  |  |  | 0.0215 | 437 | 0.0215 | 65 | 437 | 65 |  |  |  | 0.0215 | 437 | 0.0215 | [34 empty] | 461 | 292.7903 | 1 | 340 | 0.045 | 461 | 292.7903 | 292.7903 | 0 | 0 | 96384.5542 | 11688.5228 | 177.516 | 38.51% | 86.11% | 0.043414 | 0.14828 | 91.7585 | 5.0241 | 91.7585 | 5.0241 | 5.6818 | 7.04
[34 empty] | 64 | 438 | 64 |  |  |  | 0.0214 | 438 | 0.0214 | 64 | 438 | 64 |  |  |  | 0.0214 | 438 | 0.0214 | 64 | 438 | 64 |  |  |  | 0.0214 | 438 | 0.0214 | [34 empty] | 462 | 293.1542 | 1 | 340 | 0.045 | 462 | 293.1542 | 293.1542 | 0 | 0 | 96677.7085 | 11395.7325 | 177.6538 | 38.45% | 86.22% | 0.043427 | 0.14814 | 91.9066 | 5.0268 | 91.9066 | 5.0268 | 5.5336 | 7.0479
[34 empty] | 63 | 439 | 63 |  |  |  | 0.0213 | 439 | 0.0213 | 63 | 439 | 63 |  |  |  | 0.0213 | 439 | 0.0213 | 63 | 439 | 63 |  |  |  | 0.0213 | 439 | 0.0213 | [34 empty] | 463 | 293.5182 | 1 | 340 | 0.045 | 463 | 293.5182 | 293.5182 | 0 | 0 | 96971.2267 | 11102.5783 | 177.7905 | 38.4% | 86.33% | 0.04344 | 0.148 | 92.0546 | 5.0296 | 92.0546 | 5.0296 | 5.3854 | 7.0561
[34 empty] | 62 | 440 | 62 |  |  |  | 0.0212 | 440 | 0.0212 | 62 | 440 | 62 |  |  |  | 0.0212 | 440 | 0.0212 | 62 | 440 | 62 |  |  |  | 0.0212 | 440 | 0.0212 | [34 empty] | 464 | 293.8822 | 1 | 340 | 0.045 | 464 | 293.8822 | 293.8822 | 0 | 0 | 97265.1089 | 10809.06 | 177.9262 | 38.35% | 86.44% | 0.043453 | 0.14786 | 92.2025 | 5.0324 | 92.2025 | 5.0324 | 5.2374 | 7.0646
[34 empty] | 61 | 441 | 61 |  |  |  | 0.0211 | 441 | 0.0211 | 61 | 441 | 61 |  |  |  | 0.0211 | 441 | 0.0211 | 61 | 441 | 61 |  |  |  | 0.0211 | 441 | 0.0211 | [34 empty] | 465 | 294.2462 | 1 | 340 | 0.045 | 465 | 294.2462 | 294.2462 | 0 | 0 | 97559.355 | 10515.1779 | 178.0607 | 38.29% | 86.54% | 0.043466 | 0.14772 | 92.3502 | 5.0352 | 92.3502 | 5.0352 | 5.0896 | 7.0733
[34 empty] | 60 | 442 | 60 |  |  |  | 0.021 | 442 | 0.021 | 60 | 442 | 60 |  |  |  | 0.021 | 442 | 0.021 | 60 | 442 | 60 |  |  |  | 0.021 | 442 | 0.021 | [34 empty] | 466 | 294.6101 | 1 | 340 | 0.045 | 466 | 294.6101 | 294.6101 | 0 | 0 | 97853.9652 | 10220.9317 | 178.1942 | 38.24% | 86.65% | 0.043479 | 0.14758 | 92.4978 | 5.038 | 92.4978 | 5.038 | 4.9418 | 7.0824
[34 empty] | 59 | 443 | 59 |  |  |  | 0.0209 | 443 | 0.0209 | 59 | 443 | 59 |  |  |  | 0.0209 | 443 | 0.0209 | 59 | 443 | 59 |  |  |  | 0.0209 | 443 | 0.0209 | [34 empty] | 467 | 294.9741 | 1 | 340 | 0.045 | 467 | 294.9741 | 294.9741 | 0 | 0 | 98148.9393 | 9926.3216 | 178.3266 | 38.19% | 86.76% | 0.043492 | 0.14744 | 92.6452 | 5.0407 | 92.6452 | 5.0407 | 4.7943 | 7.0918
[34 empty] | 58 | 444 | 58 |  |  |  | 0.0208 | 444 | 0.0208 | 58 | 444 | 58 |  |  |  | 0.0208 | 444 | 0.0208 | 58 | 444 | 58 |  |  |  | 0.0208 | 444 | 0.0208 | [34 empty] | 468 | 295.3381 | 1 | 340 | 0.045 | 468 | 295.3381 | 295.3381 | 0 | 0 | 98444.2773 | 9631.3475 | 178.458 | 38.13% | 86.86% | 0.043505 | 0.1473 | 92.7925 | 5.0435 | 92.7925 | 5.0435 | 4.6468 | 7.1016
[34 empty] | 57 | 445 | 57 |  |  |  | 0.0207 | 445 | 0.0207 | 57 | 445 | 57 |  |  |  | 0.0207 | 445 | 0.0207 | 57 | 445 | 57 |  |  |  | 0.0207 | 445 | 0.0207 | [34 empty] | 469 | 295.702 | 1 | 340 | 0.045 | 469 | 295.702 | 295.702 | 0 | 0 | 98739.9794 | 9336.0094 | 178.5883 | 38.08% | 86.97% | 0.043517 | 0.14717 | 92.9397 | 5.0463 | 92.9397 | 5.0463 | 4.4995 | 7.1119
[34 empty] | 56 | 446 | 56 |  |  |  | 0.0206 | 446 | 0.0206 | 56 | 446 | 56 |  |  |  | 0.0206 | 446 | 0.0206 | 56 | 446 | 56 |  |  |  | 0.0206 | 446 | 0.0206 | [34 empty] | 470 | 296.066 | 1 | 340 | 0.045 | 470 | 296.066 | 296.066 | 0 | 0 | 99036.0454 | 9040.3074 | 178.7175 | 38.03% | 87.08% | 0.04353 | 0.14703 | 93.0867 | 5.0491 | 93.0867 | 5.0491 | 4.3523 | 7.1226
[34 empty] | 55 | 447 | 55 |  |  |  | 0.0205 | 447 | 0.0205 | 55 | 447 | 55 |  |  |  | 0.0205 | 447 | 0.0205 | 55 | 447 | 55 |  |  |  | 0.0205 | 447 | 0.0205 | [34 empty] | 471 | 296.43 | 1 | 340 | 0.045 | 471 | 296.43 | 296.43 | 0 | 0 | 99332.4754 | 8744.2413 | 178.8457 | 37.97% | 87.19% | 0.043543 | 0.14689 | 93.2336 | 5.0518 | 93.2336 | 5.0518 | 4.2053 | 7.1338
[34 empty] | 54 | 448 | 54 |  |  |  | 0.0204 | 448 | 0.0204 | 54 | 448 | 54 |  |  |  | 0.0204 | 448 | 0.0204 | 54 | 448 | 54 |  |  |  | 0.0204 | 448 | 0.0204 | [34 empty] | 472 | 296.794 | 1 | 340 | 0.045 | 472 | 296.794 | 296.794 | 0 | 0 | 99629.2693 | 8447.8114 | 178.9727 | 37.92% | 87.29% | 0.043556 | 0.14675 | 93.3803 | 5.0546 | 93.3803 | 5.0546 | 4.0584 | 7.1456
[34 empty] | 53 | 449 | 53 |  |  |  | 0.0203 | 449 | 0.0203 | 53 | 449 | 53 |  |  |  | 0.0203 | 449 | 0.0203 | 53 | 449 | 53 |  |  |  | 0.0203 | 449 | 0.0203 | [34 empty] | 473 | 297.1579 | 1 | 340 | 0.045 | 473 | 297.1579 | 297.1579 | 0 | 0 | 99926.4272 | 8151.0174 | 179.0987 | 37.86% | 87.4% | 0.043569 | 0.14662 | 93.527 | 5.0574 | 93.527 | 5.0574 | 3.9117 | 7.1581
[34 empty] | 52 | 450 | 52 |  |  |  | 0.0202 | 450 | 0.0202 | 52 | 450 | 52 |  |  |  | 0.0202 | 450 | 0.0202 | 52 | 450 | 52 |  |  |  | 0.0202 | 450 | 0.0202 | [34 empty] | 474 | 297.5219 | 1 | 340 | 0.045 | 474 | 297.5219 | 297.5219 | 0 | 0 | 100223.9491 | 7853.8595 | 179.2237 | 37.81% | 87.51% | 0.043581 | 0.14648 | 93.6734 | 5.0601 | 93.6734 | 5.0601 | 3.7651 | 7.1712
[34 empty] | 51 | 451 | 51 |  |  |  | 0.0201 | 451 | 0.0201 | 51 | 451 | 51 |  |  |  | 0.0201 | 451 | 0.0201 | 51 | 451 | 51 |  |  |  | 0.0201 | 451 | 0.0201 | [34 empty] | 475 | 297.8859 | 1 | 340 | 0.045 | 475 | 297.8859 | 297.8859 | 0 | 0 | 100521.835 | 7556.3376 | 179.3475 | 37.76% | 87.61% | 0.043594 | 0.14635 | 93.8198 | 5.0629 | 93.8198 | 5.0629 | 3.6186 | 7.1852
[34 empty] | 50 | 452 | 50 |  |  |  | 0.02 | 452 | 0.02 | 50 | 452 | 50 |  |  |  | 0.02 | 452 | 0.02 | 50 | 452 | 50 |  |  |  | 0.02 | 452 | 0.02 | [34 empty] | 476 | 298.2498 | 1 | 340 | 0.045 | 476 | 298.2498 | 298.2498 | 0 | 0 | 100820.0848 | 7258.4517 | 179.4703 | 37.7% | 87.72% | 0.043607 | 0.14621 | 93.966 | 5.0657 | 93.966 | 5.0657 | 3.4722 | 7.2
[95 empty] | 477 | 298.6138 | 1 | 340 | 0.045 | 477 | 298.6138 | 298.6138 | 0 | 0 | 101118.6986 | 6960.2019 | 179.5921 | 37.65% | 87.83% | 0.04362 | 0.14607 | 94.1121 | 5.0684 | 94.1121 | 5.0684 | 3.326 | 7.2158
[95 empty] | 478 | 298.9778 | 1 | 340 | 0.045 | 478 | 298.9778 | 298.9778 | 0 | 0 | 101417.6764 | 6661.5881 | 179.7127 | 37.6% | 87.93% | 0.043633 | 0.14594 | 94.258 | 5.0712 | 94.258 | 5.0712 | 3.1799 | 7.2328
[95 empty] | 479 | 299.3417 | 1 | 340 | 0.045 | 479 | 299.3417 | 299.3417 | 0 | 0 | 101717.0181 | 6362.6103 | 179.8323 | 37.54% | 88.04% | 0.043645 | 0.1458 | 94.4038 | 5.0739 | 94.4038 | 5.0739 | 3.034 | 7.2511
[95 empty] | 480 | 299.7057 | 1 | 340 | 0.045 | 480 | 299.7057 | 299.7057 | 0 | 0 | 102016.7238 | 6063.2686 | 179.9508 | 37.49% | 88.15% | 0.043658 | 0.14567 | 94.5495 | 5.0767 | 94.5495 | 5.0767 | 2.8882 | 7.271
[95 empty] | 481 | 300.0697 | 1 | 340 | 0.045 | 481 | 300.0697 | 300.0697 | 0 | 0 | 102316.7935 | 5763.5629 | 180.0683 | 37.44% | 88.26% | 0.043671 | 0.14554 | 94.695 | 5.0795 | 94.695 | 5.0795 | 2.7425 | 7.2925
[95 empty] | 482 | 300.4337 | 1 | 340 | 0.045 | 482 | 300.4337 | 300.4337 | 0 | 0 | 102617.2272 | 5463.4932 | 180.1846 | 37.38% | 88.36% | 0.043683 | 0.1454 | 94.8404 | 5.0822 | 94.8404 | 5.0822 | 2.597 | 7.3162
[95 empty] | 483 | 300.7976 | 1 | 340 | 0.045 | 483 | 300.7976 | 300.7976 | 0 | 0 | 102918.0248 | 5163.0595 | 180.2999 | 37.33% | 88.47% | 0.043696 | 0.14527 | 94.9857 | 5.085 | 94.9857 | 5.085 | 2.4516 | 7.3422
[95 empty] | 484 | 301.1616 | 1 | 340 | 0.045 | 484 | 301.1616 | 301.1616 | 0 | 0 | 103219.1864 | 4862.2619 | 180.4142 | 37.28% | 88.58% | 0.043709 | 0.14513 | 95.1308 | 5.0877 | 95.1308 | 5.0877 | 2.3063 | 7.371
[95 empty] | 485 | 301.5256 | 1 | 340 | 0.045 | 485 | 301.5256 | 301.5256 | 0 | 0 | 103520.712 | 4561.1003 | 180.5273 | 37.22% | 88.68% | 0.043722 | 0.145 | 95.2758 | 5.0905 | 95.2758 | 5.0905 | 2.1612 | 7.4033
[95 empty] | 486 | 301.8895 | 1 | 340 | 0.045 | 486 | 301.8895 | 301.8895 | 0 | 0 | 103822.6015 | 4259.5748 | 180.6394 | 37.17% | 88.79% | 0.043734 | 0.14487 | 95.4207 | 5.0932 | 95.4207 | 5.0932 | 2.0162 | 7.4398
[95 empty] | 487 | 302.2535 | 1 | 340 | 0.045 | 487 | 302.2535 | 302.2535 | 0 | 0 | 104124.855 | 3957.6852 | 180.7504 | 37.12% | 88.9% | 0.043747 | 0.14474 | 95.5654 | 5.096 | 95.5654 | 5.096 | 1.8713 | 7.4813
[95 empty] | 488 | 302.6175 | 1 | 340 | 0.045 | 488 | 302.6175 | 302.6175 | 0 | 0 | 104427.4725 | 3655.4317 | 180.8604 | 37.06% | 89.01% | 0.043759 | 0.1446 | 95.71 | 5.0987 | 95.71 | 5.0987 | 1.7266 | 7.5293
[95 empty] | 489 | 302.9814 | 1 | 340 | 0.045 | 489 | 302.9814 | 302.9814 | 0 | 0 | 104730.4539 | 3352.8143 | 180.9693 | 37.01% | 89.11% | 0.043772 | 0.14447 | 95.8545 | 5.1015 | 95.8545 | 5.1015 | 1.582 | 7.5854
[95 empty] | 490 | 303.3454 | 1 | 340 | 0.045 | 490 | 303.3454 | 303.3454 | 0 | 0 | 105033.7993 | 3049.8328 | 181.0771 | 36.95% | 89.22% | 0.043785 | 0.14434 | 95.9988 | 5.1042 | 95.9988 | 5.1042 | 1.4375 | 7.6521
[95 empty] | 491 | 303.7094 | 1 | 340 | 0.045 | 491 | 303.7094 | 303.7094 | 0 | 0 | 105337.5087 | 2746.4874 | 181.1838 | 36.9% | 89.33% | 0.043797 | 0.14421 | 96.1431 | 5.107 | 96.1431 | 5.107 | 1.2932 | 7.7329
[95 empty] | 492 | 304.0734 | 1 | 340 | 0.045 | 492 | 304.0734 | 304.0734 | 0 | 0 | 105641.5821 | 2442.778 | 181.2895 | 36.85% | 89.43% | 0.04381 | 0.14408 | 96.2871 | 5.1097 | 96.2871 | 5.1097 | 1.149 | 7.8331
[95 empty] | 493 | 304.4373 | 1 | 340 | 0.045 | 493 | 304.4373 | 304.4373 | 0 | 0 | 105946.0194 | 2138.7047 | 181.3941 | 36.79% | 89.54% | 0.043822 | 0.14395 | 96.4311 | 5.1125 | 96.4311 | 5.1125 | 1.0049 | 7.9611
[95 empty] | 494 | 304.8013 | 1 | 340 | 0.045 | 494 | 304.8013 | 304.8013 | 0 | 0 | 106250.8207 | 1834.2673 | 181.4976 | 36.74% | 89.65% | 0.043835 | 0.14382 | 96.5749 | 5.1152 | 96.5749 | 5.1152 | 0.86094 | 8.1306
[95 empty] | 495 | 305.1653 | 1 | 340 | 0.045 | 495 | 305.1653 | 305.1653 | 0 | 0 | 106555.986 | 1529.466 | 181.6 | 36.69% | 89.75% | 0.043848 | 0.14368 | 96.7186 | 5.1179 | 96.7186 | 5.1179 | 0.71713 | 8.3667
[95 empty] | 496 | 305.5292 | 1 | 340 | 0.045 | 496 | 305.5292 | 305.5292 | 0 | 0 | 106861.5152 | 1224.3008 | 181.7014 | 36.63% | 89.86% | 0.04386 | 0.14355 | 96.8621 | 5.1207 | 96.8621 | 5.1207 | 0.57344 | 8.7193
[95 empty] | 497 | 305.8932 | 1 | 340 | 0.045 | 497 | 305.8932 | 305.8932 | 0 | 0 | 107167.4084 | 918.7715 | 181.8017 | 36.58% | 89.97% | 0.043873 | 0.14342 | 97.0056 | 5.1234 | 97.0056 | 5.1234 | 0.42989 | 9.3048
[95 empty] | 498 | 306.2572 | 1 | 340 | 0.045 | 498 | 306.2572 | 306.2572 | 0 | 0 | 107473.6656 | 612.8783 | 181.901 | 36.53% | 90.08% | 0.043885 | 0.1433 | 97.1489 | 5.1262 | 97.1489 | 5.1262 | 0.28646 | 10.4726
[95 empty] | 499 | 306.6211 | 1 | 340 | 0.045 | 499 | 306.6211 | 306.6211 | 0 | 0 | 107780.2867 | 306.6211 | 181.9992 | 36.47% | 90.18% | 0.043898 | 0.14317 | 97.292 | 5.1289 | 97.292 | 5.1289 | 0.14317 | 13.9698
[95 empty] | 500 | 306.9851 | 3 | 0 | 0 | 500 | 0 | 0 | 0 | 0 | 107780.2867 | 0 | 1 | 100% | 0% | #NUM! | 0 | 97.292 | 5.1392 | 0 | #DIV/0! | 0 | #DIV/0!
[95 empty] | 501 | 307.3491 | 4 | 0 | 0 | 500 | 0 | 0 | 0 | 0 | 0 | 0 | 0 | 0% | 0% | #NUM! | 0 | 0 | 0 | 0 | 0 | 0 | 0
[95 empty] | 502 | 307.7131 | 4 | 0 | 0 | 500 | 0 | 0 | 0 | 0 | 0 | 0 | 0 | 0% | 0% | #NUM! | 0 | 0 | 0 | 0 | 0 | 0 | 0
[95 empty] | 503 | 308.077 | 4 | 0 | 0 | 500 | 0 | 0 | 0 | 0 | 0 | 0 | 0 | 0% | 0% | #NUM! | 0 | 0 | 0 | 0 | 0 | 0 | 0
[95 empty] | 504 | 308.441 | 4 | 0 | 0 | 500 | 0 | 0 | 0 | 0 | 0 | 0 | 0 | 0% | 0% | #NUM! | 0 | 0 | 0 | 0 | 0 | 0 | 0
[95 empty] | 505 | 308.805 | 4 | 0 | 0 | 500 | 0 | 0 | 0 | 0 | 0 | 0 | 0 | 0% | 0% | #NUM! | 0 | 0 | 0 | 0 | 0 | 0 | 0
[95 empty] | 506 | 309.1689 | 4 | 0 | 0 | 500 | 0 | 0 | 0 | 0 | 0 | 0 | 0 | 0% | 0% | #NUM! | 0 | 0 | 0 | 0 | 0 | 0 | 0
[95 empty] | 507 | 309.5329 | 4 | 0 | 0 | 500 | 0 | 0 | 0 | 0 | 0 | 0 | 0 | 0% | 0% | #NUM! | 0 | 0 | 0 | 0 | 0 | 0 | 0
[95 empty] | 508 | 309.8969 | 4 | 0 | 0 | 500 | 0 | 0 | 0 | 0 | 0 | 0 | 0 | 0% | 0% | #NUM! | 0 | 0 | 0 | 0 | 0 | 0 | 0
[95 empty] | 509 | 310.2608 | 4 | 0 | 0 | 500 | 0 | 0 | 0 | 0 | 0 | 0 | 0 | 0% | 0% | #NUM! | 0 | 0 | 0 | 0 | 0 | 0 | 0
[95 empty] | 510 | 310.6248 | 4 | 0 | 0 | 500 | 0 | 0 | 0 | 0 | 0 | 0 | 0 | 0% | 0% | #NUM! | 0 | 0 | 0 | 0 | 0 | 0 | 0
[95 empty] | 511 | 310.9888 | 4 | 0 | 0 | 500 | 0 | 0 | 0 | 0 | 0 | 0 | 0 | 0% | 0% | #NUM! | 0 | 0 | 0 | 0 | 0 | 0 | 0
[95 empty] | 512 | 311.3528 | 4 | 0 | 0 | 500 | 0 | 0 | 0 | 0 | 0 | 0 | 0 | 0% | 0% | #NUM! | 0 | 0 | 0 | 0 | 0 | 0 | 0
[95 empty] | 513 | 311.7167 | 4 | 0 | 0 | 500 | 0 | 0 | 0 | 0 | 0 | 0 | 0 | 0% | 0% | #NUM! | 0 | 0 | 0 | 0 | 0 | 0 | 0
[95 empty] | 514 | 312.0807 | 4 | 0 | 0 | 500 | 0 | 0 | 0 | 0 | 0 | 0 | 0 | 0% | 0% | #NUM! | 0 | 0 | 0 | 0 | 0 | 0 | 0
[95 empty] | 515 | 312.4447 | 4 | 0 | 0 | 500 | 0 | 0 | 0 | 0 | 0 | 0 | 0 | 0% | 0% | #NUM! | 0 | 0 | 0 | 0 | 0 | 0 | 0
[95 empty] | 516 | 312.8086 | 4 | 0 | 0 | 500 | 0 | 0 | 0 | 0 | 0 | 0 | 0 | 0% | 0% | #NUM! | 0 | 0 | 0 | 0 | 0 | 0 | 0
[95 empty] | 517 | 313.1726 | 4 | 0 | 0 | 500 | 0 | 0 | 0 | 0 | 0 | 0 | 0 | 0% | 0% | #NUM! | 0 | 0 | 0 | 0 | 0 | 0 | 0
[95 empty] | 518 | 313.5366 | 4 | 0 | 0 | 500 | 0 | 0 | 0 | 0 | 0 | 0 | 0 | 0% | 0% | #NUM! | 0 | 0 | 0 | 0 | 0 | 0 | 0
[95 empty] | 519 | 313.9006 | 4 | 0 | 0 | 500 | 0 | 0 | 0 | 0 | 0 | 0 | 0 | 0% | 0% | #NUM! | 0 | 0 | 0 | 0 | 0 | 0 | 0
[95 empty] | 520 | 314.2645 | 4 | 0 | 0 | 500 | 0 | 0 | 0 | 0 | 0 | 0 | 0 | 0% | 0% | #NUM! | 0 | 0 | 0 | 0 | 0 | 0 | 0
[95 empty] | 521 | 314.6285 | 4 | 0 | 0 | 500 | 0 | 0 | 0 | 0 | 0 | 0 | 0 | 0% | 0% | #NUM! | 0 | 0 | 0 | 0 | 0 | 0 | 0
[95 empty] | 522 | 314.9925 | 4 | 0 | 0 | 500 | 0 | 0 | 0 | 0 | 0 | 0 | 0 | 0% | 0% | #NUM! | 0 | 0 | 0 | 0 | 0 | 0 | 0
[95 empty] | 523 | 315.3564 | 4 | 0 | 0 | 500 | 0 | 0 | 0 | 0 | 0 | 0 | 0 | 0% | 0% | #NUM! | 0 | 0 | 0 | 0 | 0 | 0 | 0
[95 empty] | 524 | 315.7204 | 4 | 0 | 0 | 500 | 0 | 0 | 0 | 0 | 0 | 0 | 0 | 0% | 0% | #NUM! | 0 | 0 | 0 | 0 | 0 | 0 | 0
[95 empty] | 525 | 316.0844 | 4 | 0 | 0 | 500 | 0 | 0 | 0 | 0 | 0 | 0 | 0 | 0% | 0% | #NUM! | 0 | 0 | 0 | 0 | 0 | 0 | 0
[95 empty] | 526 | 316.4483 | 4 | 0 | 0 | 500 | 0 | 0 | 0 | 0 | 0 | 0 | 0 | 0% | 0% | #NUM! | 0 | 0 | 0 | 0 | 0 | 0 | 0
[95 empty] | 527 | 316.8123 | 4 | 0 | 0 | 500 | 0 | 0 | 0 | 0 | 0 | 0 | 0 | 0% | 0% | #NUM! | 0 | 0 | 0 | 0 | 0 | 0 | 0
[95 empty] | 528 | 317.1763 | 4 | 0 | 0 | 500 | 0 | 0 | 0 | 0 | 0 | 0 | 0 | 0% | 0% | #NUM! | 0 | 0 | 0 | 0 | 0 | 0 | 0
[95 empty] | 529 | 317.5403 | 4 | 0 | 0 | 500 | 0 | 0 | 0 | 0 | 0 | 0 | 0 | 0% | 0% | #NUM! | 0 | 0 | 0 | 0 | 0 | 0 | 0
[95 empty] | 530 | 317.9042 | 4 | 0 | 0 | 500 | 0 | 0 | 0 | 0 | 0 | 0 | 0 | 0% | 0% | #NUM! | 0 | 0 | 0 | 0 | 0 | 0 | 0
[95 empty] | 531 | 318.2682 | 4 | 0 | 0 | 500 | 0 | 0 | 0 | 0 | 0 | 0 | 0 | 0% | 0% | #NUM! | 0 | 0 | 0 | 0 | 0 | 0 | 0
[95 empty] | 532 | 318.6322 | 4 | 0 | 0 | 500 | 0 | 0 | 0 | 0 | 0 | 0 | 0 | 0% | 0% | #NUM! | 0 | 0 | 0 | 0 | 0 | 0 | 0
[95 empty] | 533 | 318.9961 | 4 | 0 | 0 | 500 | 0 | 0 | 0 | 0 | 0 | 0 | 0 | 0% | 0% | #NUM! | 0 | 0 | 0 | 0 | 0 | 0 | 0
[95 empty] | 534 | 319.3601 | 4 | 0 | 0 | 500 | 0 | 0 | 0 | 0 | 0 | 0 | 0 | 0% | 0% | #NUM! | 0 | 0 | 0 | 0 | 0 | 0 | 0
[95 empty] | 535 | 319.7241 | 4 | 0 | 0 | 500 | 0 | 0 | 0 | 0 | 0 | 0 | 0 | 0% | 0% | #NUM! | 0 | 0 | 0 | 0 | 0 | 0 | 0
[95 empty] | 536 | 320.088 | 4 | 0 | 0 | 500 | 0 | 0 | 0 | 0 | 0 | 0 | 0 | 0% | 0% | #NUM! | 0 | 0 | 0 | 0 | 0 | 0 | 0
[95 empty] | 537 | 320.452 | 4 | 0 | 0 | 500 | 0 | 0 | 0 | 0 | 0 | 0 | 0 | 0% | 0% | #NUM! | 0 | 0 | 0 | 0 | 0 | 0 | 0
[95 empty] | 538 | 320.816 | 4 | 0 | 0 | 500 | 0 | 0 | 0 | 0 | 0 | 0 | 0 | 0% | 0% | #NUM! | 0 | 0 | 0 | 0 | 0 | 0 | 0
[95 empty] | 539 | 321.18 | 4 | 0 | 0 | 500 | 0 | 0 | 0 | 0 | 0 | 0 | 0 | 0% | 0% | #NUM! | 0 | 0 | 0 | 0 | 0 | 0 | 0
[95 empty] | 540 | 321.5439 | 4 | 0 | 0 | 500 | 0 | 0 | 0 | 0 | 0 | 0 | 0 | 0% | 0% | #NUM! | 0 | 0 | 0 | 0 | 0 | 0 | 0
[95 empty] | 541 | 321.9079 | 4 | 0 | 0 | 500 | 0 | 0 | 0 | 0 | 0 | 0 | 0 | 0% | 0% | #NUM! | 0 | 0 | 0 | 0 | 0 | 0 | 0
[95 empty] | 542 | 322.2719 | 4 | 0 | 0 | 500 | 0 | 0 | 0 | 0 | 0 | 0 | 0 | 0% | 0% | #NUM! | 0 | 0 | 0 | 0 | 0 | 0 | 0
[95 empty] | 543 | 322.6358 | 4 | 0 | 0 | 500 | 0 | 0 | 0 | 0 | 0 | 0 | 0 | 0% | 0% | #NUM! | 0 | 0 | 0 | 0 | 0 | 0 | 0
[95 empty] | 544 | 322.9998 | 4 | 0 | 0 | 500 | 0 | 0 | 0 | 0 | 0 | 0 | 0 | 0% | 0% | #NUM! | 0 | 0 | 0 | 0 | 0 | 0 | 0
[95 empty] | 545 | 323.3638 | 4 | 0 | 0 | 500 | 0 | 0 | 0 | 0 | 0 | 0 | 0 | 0% | 0% | #NUM! | 0 | 0 | 0 | 0 | 0 | 0 | 0
[95 empty] | 546 | 323.7277 | 4 | 0 | 0 | 500 | 0 | 0 | 0 | 0 | 0 | 0 | 0 | 0% | 0% | #NUM! | 0 | 0 | 0 | 0 | 0 | 0 | 0
[95 empty] | 547 | 324.0917 | 4 | 0 | 0 | 500 | 0 | 0 | 0 | 0 | 0 | 0 | 0 | 0% | 0% | #NUM! | 0 | 0 | 0 | 0 | 0 | 0 | 0
[95 empty] | 548 | 324.4557 | 4 | 0 | 0 | 500 | 0 | 0 | 0 | 0 | 0 | 0 | 0 | 0% | 0% | #NUM! | 0 | 0 | 0 | 0 | 0 | 0 | 0
[95 empty] | 549 | 324.8197 | 4 | 0 | 0 | 500 | 0 | 0 | 0 | 0 | 0 | 0 | 0 | 0% | 0% | #NUM! | 0 | 0 | 0 | 0 | 0 | 0 | 0
[95 empty] | 550 | 325.1836 | 4 | 0 | 0 | 500 | 0 | 0 | 0 | 0 | 0 | 0 | 0 | 0% | 0% | #NUM! | 0 | 0 | 0 | 0 | 0 | 0 | 0
[95 empty] | 551 | 325.5476 | 4 | 0 | 0 | 500 | 0 | 0 | 0 | 0 | 0 | 0 | 0 | 0% | 0% | #NUM! | 0 | 0 | 0 | 0 | 0 | 0 | 0
[95 empty] | 552 | 325.9116 | 4 | 0 | 0 | 500 | 0 | 0 | 0 | 0 | 0 | 0 | 0 | 0% | 0% | #NUM! | 0 | 0 | 0 | 0 | 0 | 0 | 0
[95 empty] | 553 | 326.2755 | 4 | 0 | 0 | 500 | 0 | 0 | 0 | 0 | 0 | 0 | 0 | 0% | 0% | #NUM! | 0 | 0 | 0 | 0 | 0 | 0 | 0
[95 empty] | 554 | 326.6395 | 4 | 0 | 0 | 500 | 0 | 0 | 0 | 0 | 0 | 0 | 0 | 0% | 0% | #NUM! | 0 | 0 | 0 | 0 | 0 | 0 | 0
[95 empty] | 555 | 327.0035 | 4 | 0 | 0 | 500 | 0 | 0 | 0 | 0 | 0 | 0 | 0 | 0% | 0% | #NUM! | 0 | 0 | 0 | 0 | 0 | 0 | 0
[95 empty] | 556 | 327.3675 | 4 | 0 | 0 | 500 | 0 | 0 | 0 | 0 | 0 | 0 | 0 | 0% | 0% | #NUM! | 0 | 0 | 0 | 0 | 0 | 0 | 0
[95 empty] | 557 | 327.7314 | 4 | 0 | 0 | 500 | 0 | 0 | 0 | 0 | 0 | 0 | 0 | 0% | 0% | #NUM! | 0 | 0 | 0 | 0 | 0 | 0 | 0
[95 empty] | 558 | 328.0954 | 4 | 0 | 0 | 500 | 0 | 0 | 0 | 0 | 0 | 0 | 0 | 0% | 0% | #NUM! | 0 | 0 | 0 | 0 | 0 | 0 | 0
[95 empty] | 559 | 328.4594 | 4 | 0 | 0 | 500 | 0 | 0 | 0 | 0 | 0 | 0 | 0 | 0% | 0% | #NUM! | 0 | 0 | 0 | 0 | 0 | 0 | 0
[95 empty] | 560 | 328.8233 | 4 | 0 | 0 | 500 | 0 | 0 | 0 | 0 | 0 | 0 | 0 | 0% | 0% | #NUM! | 0 | 0 | 0 | 0 | 0 | 0 | 0
[95 empty] | 561 | 329.1873 | 4 | 0 | 0 | 500 | 0 | 0 | 0 | 0 | 0 | 0 | 0 | 0% | 0% | #NUM! | 0 | 0 | 0 | 0 | 0 | 0 | 0
[95 empty] | 562 | 329.5513 | 4 | 0 | 0 | 500 | 0 | 0 | 0 | 0 | 0 | 0 | 0 | 0% | 0% | #NUM! | 0 | 0 | 0 | 0 | 0 | 0 | 0
[95 empty] | 563 | 329.9152 | 4 | 0 | 0 | 500 | 0 | 0 | 0 | 0 | 0 | 0 | 0 | 0% | 0% | #NUM! | 0 | 0 | 0 | 0 | 0 | 0 | 0
[95 empty] | 564 | 330.2792 | 4 | 0 | 0 | 500 | 0 | 0 | 0 | 0 | 0 | 0 | 0 | 0% | 0% | #NUM! | 0 | 0 | 0 | 0 | 0 | 0 | 0
[95 empty] | 565 | 330.6432 | 4 | 0 | 0 | 500 | 0 | 0 | 0 | 0 | 0 | 0 | 0 | 0% | 0% | #NUM! | 0 | 0 | 0 | 0 | 0 | 0 | 0
[95 empty] | 566 | 331.0072 | 4 | 0 | 0 | 500 | 0 | 0 | 0 | 0 | 0 | 0 | 0 | 0% | 0% | #NUM! | 0 | 0 | 0 | 0 | 0 | 0 | 0
[95 empty] | 567 | 331.3711 | 4 | 0 | 0 | 500 | 0 | 0 | 0 | 0 | 0 | 0 | 0 | 0% | 0% | #NUM! | 0 | 0 | 0 | 0 | 0 | 0 | 0
[95 empty] | 568 | 331.7351 | 4 | 0 | 0 | 500 | 0 | 0 | 0 | 0 | 0 | 0 | 0 | 0% | 0% | #NUM! | 0 | 0 | 0 | 0 | 0 | 0 | 0
[95 empty] | 569 | 332.0991 | 4 | 0 | 0 | 500 | 0 | 0 | 0 | 0 | 0 | 0 | 0 | 0% | 0% | #NUM! | 0 | 0 | 0 | 0 | 0 | 0 | 0
[95 empty] | 570 | 332.463 | 4 | 0 | 0 | 500 | 0 | 0 | 0 | 0 | 0 | 0 | 0 | 0% | 0% | #NUM! | 0 | 0 | 0 | 0 | 0 | 0 | 0
[95 empty] | 571 | 332.827 | 4 | 0 | 0 | 500 | 0 | 0 | 0 | 0 | 0 | 0 | 0 | 0% | 0% | #NUM! | 0 | 0 | 0 | 0 | 0 | 0 | 0
[95 empty] | 572 | 333.191 | 4 | 0 | 0 | 500 | 0 | 0 | 0 | 0 | 0 | 0 | 0 | 0% | 0% | #NUM! | 0 | 0 | 0 | 0 | 0 | 0 | 0
[95 empty] | 573 | 333.5549 | 4 | 0 | 0 | 500 | 0 | 0 | 0 | 0 | 0 | 0 | 0 | 0% | 0% | #NUM! | 0 | 0 | 0 | 0 | 0 | 0 | 0
[95 empty] | 574 | 333.9189 | 4 | 0 | 0 | 500 | 0 | 0 | 0 | 0 | 0 | 0 | 0 | 0% | 0% | #NUM! | 0 | 0 | 0 | 0 | 0 | 0 | 0
[95 empty] | 575 | 334.2829 | 4 | 0 | 0 | 500 | 0 | 0 | 0 | 0 | 0 | 0 | 0 | 0% | 0% | #NUM! | 0 | 0 | 0 | 0 | 0 | 0 | 0
[95 empty] | 576 | 334.6469 | 4 | 0 | 0 | 500 | 0 | 0 | 0 | 0 | 0 | 0 | 0 | 0% | 0% | #NUM! | 0 | 0 | 0 | 0 | 0 | 0 | 0
[95 empty] | 577 | 335.0108 | 4 | 0 | 0 | 500 | 0 | 0 | 0 | 0 | 0 | 0 | 0 | 0% | 0% | #NUM! | 0 | 0 | 0 | 0 | 0 | 0 | 0
[95 empty] | 578 | 335.3748 | 4 | 0 | 0 | 500 | 0 | 0 | 0 | 0 | 0 | 0 | 0 | 0% | 0% | #NUM! | 0 | 0 | 0 | 0 | 0 | 0 | 0
[95 empty] | 579 | 335.7388 | 4 | 0 | 0 | 500 | 0 | 0 | 0 | 0 | 0 | 0 | 0 | 0% | 0% | #NUM! | 0 | 0 | 0 | 0 | 0 | 0 | 0
[95 empty] | 580 | 336.1027 | 4 | 0 | 0 | 500 | 0 | 0 | 0 | 0 | 0 | 0 | 0 | 0% | 0% | #NUM! | 0 | 0 | 0 | 0 | 0 | 0 | 0
[95 empty] | 581 | 336.4667 | 4 | 0 | 0 | 500 | 0 | 0 | 0 | 0 | 0 | 0 | 0 | 0% | 0% | #NUM! | 0 | 0 | 0 | 0 | 0 | 0 | 0
[95 empty] | 582 | 336.8307 | 4 | 0 | 0 | 500 | 0 | 0 | 0 | 0 | 0 | 0 | 0 | 0% | 0% | #NUM! | 0 | 0 | 0 | 0 | 0 | 0 | 0
[95 empty] | 583 | 337.1946 | 4 | 0 | 0 | 500 | 0 | 0 | 0 | 0 | 0 | 0 | 0 | 0% | 0% | #NUM! | 0 | 0 | 0 | 0 | 0 | 0 | 0
[95 empty] | 584 | 337.5586 | 4 | 0 | 0 | 500 | 0 | 0 | 0 | 0 | 0 | 0 | 0 | 0% | 0% | #NUM! | 0 | 0 | 0 | 0 | 0 | 0 | 0
[95 empty] | 585 | 337.9226 | 4 | 0 | 0 | 500 | 0 | 0 | 0 | 0 | 0 | 0 | 0 | 0% | 0% | #NUM! | 0 | 0 | 0 | 0 | 0 | 0 | 0
[95 empty] | 586 | 338.2866 | 4 | 0 | 0 | 500 | 0 | 0 | 0 | 0 | 0 | 0 | 0 | 0% | 0% | #NUM! | 0 | 0 | 0 | 0 | 0 | 0 | 0
[95 empty] | 587 | 338.6505 | 4 | 0 | 0 | 500 | 0 | 0 | 0 | 0 | 0 | 0 | 0 | 0% | 0% | #NUM! | 0 | 0 | 0 | 0 | 0 | 0 | 0
[95 empty] | 588 | 339.0145 | 4 | 0 | 0 | 500 | 0 | 0 | 0 | 0 | 0 | 0 | 0 | 0% | 0% | #NUM! | 0 | 0 | 0 | 0 | 0 | 0 | 0
[95 empty] | 589 | 339.3785 | 4 | 0 | 0 | 500 | 0 | 0 | 0 | 0 | 0 | 0 | 0 | 0% | 0% | #NUM! | 0 | 0 | 0 | 0 | 0 | 0 | 0
[95 empty] | 590 | 339.7424 | 4 | 0 | 0 | 500 | 0 | 0 | 0 | 0 | 0 | 0 | 0 | 0% | 0% | #NUM! | 0 | 0 | 0 | 0 | 0 | 0 | 0
[95 empty] | 591 | 340.1064 | 4 | 0 | 0 | 500 | 0 | 0 | 0 | 0 | 0 | 0 | 0 | 0% | 0% | #NUM! | 0 | 0 | 0 | 0 | 0 | 0 | 0
[95 empty] | 592 | 340.4704 | 4 | 0 | 0 | 500 | 0 | 0 | 0 | 0 | 0 | 0 | 0 | 0% | 0% | #NUM! | 0 | 0 | 0 | 0 | 0 | 0 | 0
[95 empty] | 593 | 340.8343 | 4 | 0 | 0 | 500 | 0 | 0 | 0 | 0 | 0 | 0 | 0 | 0% | 0% | #NUM! | 0 | 0 | 0 | 0 | 0 | 0 | 0
[95 empty] | 594 | 341.1983 | 4 | 0 | 0 | 500 | 0 | 0 | 0 | 0 | 0 | 0 | 0 | 0% | 0% | #NUM! | 0 | 0 | 0 | 0 | 0 | 0 | 0
[95 empty] | 595 | 341.5623 | 4 | 0 | 0 | 500 | 0 | 0 | 0 | 0 | 0 | 0 | 0 | 0% | 0% | #NUM! | 0 | 0 | 0 | 0 | 0 | 0 | 0
[95 empty] | 596 | 341.9263 | 4 | 0 | 0 | 500 | 0 | 0 | 0 | 0 | 0 | 0 | 0 | 0% | 0% | #NUM! | 0 | 0 | 0 | 0 | 0 | 0 | 0
[95 empty] | 597 | 342.2902 | 4 | 0 | 0 | 500 | 0 | 0 | 0 | 0 | 0 | 0 | 0 | 0% | 0% | #NUM! | 0 | 0 | 0 | 0 | 0 | 0 | 0
[95 empty] | 598 | 342.6542 | 4 | 0 | 0 | 500 | 0 | 0 | 0 | 0 | 0 | 0 | 0 | 0% | 0% | #NUM! | 0 | 0 | 0 | 0 | 0 | 0 | 0
[95 empty] | 599 | 343.0182 | 4 | 0 | 0 | 500 | 0 | 0 | 0 | 0 | 0 | 0 | 0 | 0% | 0% | #NUM! | 0 | 0 | 0 | 0 | 0 | 0 | 0
[95 empty] | 600 | 343.3821 | 4 | 0 | 0 | 500 | 0 | 0 | 0 | 0 | 0 | 0 | 0 | 0% | 0% | #NUM! | 0 | 0 | 0 | 0 | 0 | 0 | 0
[95 empty] | 601 | 343.7461 | 4 | 0 | 0 | 500 | 0 | 0 | 0 | 0 | 0 | 0 | 0 | 0% | 0% | #NUM! | 0 | 0 | 0 | 0 | 0 | 0 | 0
[95 empty] | 602 | 344.1101 | 4 | 0 | 0 | 500 | 0 | 0 | 0 | 0 | 0 | 0 | 0 | 0% | 0% | #NUM! | 0 | 0 | 0 | 0 | 0 | 0 | 0
[95 empty] | 603 | 344.4741 | 4 | 0 | 0 | 500 | 0 | 0 | 0 | 0 | 0 | 0 | 0 | 0% | 0% | #NUM! | 0 | 0 | 0 | 0 | 0 | 0 | 0
[95 empty] | 604 | 344.838 | 4 | 0 | 0 | 500 | 0 | 0 | 0 | 0 | 0 | 0 | 0 | 0% | 0% | #NUM! | 0 | 0 | 0 | 0 | 0 | 0 | 0
[95 empty] | 605 | 345.202 | 4 | 0 | 0 | 500 | 0 | 0 | 0 | 0 | 0 | 0 | 0 | 0% | 0% | #NUM! | 0 | 0 | 0 | 0 | 0 | 0 | 0
[95 empty] | 606 | 345.566 | 4 | 0 | 0 | 500 | 0 | 0 | 0 | 0 | 0 | 0 | 0 | 0% | 0% | #NUM! | 0 | 0 | 0 | 0 | 0 | 0 | 0
[95 empty] | 607 | 345.9299 | 4 | 0 | 0 | 500 | 0 | 0 | 0 | 0 | 0 | 0 | 0 | 0% | 0% | #NUM! | 0 | 0 | 0 | 0 | 0 | 0 | 0
[95 empty] | 608 | 346.2939 | 4 | 0 | 0 | 500 | 0 | 0 | 0 | 0 | 0 | 0 | 0 | 0% | 0% | #NUM! | 0 | 0 | 0 | 0 | 0 | 0 | 0
[95 empty] | 609 | 346.6579 | 4 | 0 | 0 | 500 | 0 | 0 | 0 | 0 | 0 | 0 | 0 | 0% | 0% | #NUM! | 0 | 0 | 0 | 0 | 0 | 0 | 0
[95 empty] | 610 | 347.0218 | 4 | 0 | 0 | 500 | 0 | 0 | 0 | 0 | 0 | 0 | 0 | 0% | 0% | #NUM! | 0 | 0 | 0 | 0 | 0 | 0 | 0
[95 empty] | 611 | 347.3858 | 4 | 0 | 0 | 500 | 0 | 0 | 0 | 0 | 0 | 0 | 0 | 0% | 0% | #NUM! | 0 | 0 | 0 | 0 | 0 | 0 | 0
[95 empty] | 612 | 347.7498 | 4 | 0 | 0 | 500 | 0 | 0 | 0 | 0 | 0 | 0 | 0 | 0% | 0% | #NUM! | 0 | 0 | 0 | 0 | 0 | 0 | 0
[95 empty] | 613 | 348.1138 | 4 | 0 | 0 | 500 | 0 | 0 | 0 | 0 | 0 | 0 | 0 | 0% | 0% | #NUM! | 0 | 0 | 0 | 0 | 0 | 0 | 0
[95 empty] | 614 | 348.4777 | 4 | 0 | 0 | 500 | 0 | 0 | 0 | 0 | 0 | 0 | 0 | 0% | 0% | #NUM! | 0 | 0 | 0 | 0 | 0 | 0 | 0
[95 empty] | 615 | 348.8417 | 4 | 0 | 0 | 500 | 0 | 0 | 0 | 0 | 0 | 0 | 0 | 0% | 0% | #NUM! | 0 | 0 | 0 | 0 | 0 | 0 | 0
[95 empty] | 616 | 349.2057 | 4 | 0 | 0 | 500 | 0 | 0 | 0 | 0 | 0 | 0 | 0 | 0% | 0% | #NUM! | 0 | 0 | 0 | 0 | 0 | 0 | 0
[95 empty] | 617 | 349.5696 | 4 | 0 | 0 | 500 | 0 | 0 | 0 | 0 | 0 | 0 | 0 | 0% | 0% | #NUM! | 0 | 0 | 0 | 0 | 0 | 0 | 0
[95 empty] | 618 | 349.9336 | 4 | 0 | 0 | 500 | 0 | 0 | 0 | 0 | 0 | 0 | 0 | 0% | 0% | #NUM! | 0 | 0 | 0 | 0 | 0 | 0 | 0
[95 empty] | 619 | 350.2976 | 4 | 0 | 0 | 500 | 0 | 0 | 0 | 0 | 0 | 0 | 0 | 0% | 0% | #NUM! | 0 | 0 | 0 | 0 | 0 | 0 | 0
[95 empty] | 620 | 350.6615 | 4 | 0 | 0 | 500 | 0 | 0 | 0 | 0 | 0 | 0 | 0 | 0% | 0% | #NUM! | 0 | 0 | 0 | 0 | 0 | 0 | 0
[95 empty] | 621 | 351.0255 | 4 | 0 | 0 | 500 | 0 | 0 | 0 | 0 | 0 | 0 | 0 | 0% | 0% | #NUM! | 0 | 0 | 0 | 0 | 0 | 0 | 0
[95 empty] | 622 | 351.3895 | 4 | 0 | 0 | 500 | 0 | 0 | 0 | 0 | 0 | 0 | 0 | 0% | 0% | #NUM! | 0 | 0 | 0 | 0 | 0 | 0 | 0
[95 empty] | 623 | 351.7535 | 4 | 0 | 0 | 500 | 0 | 0 | 0 | 0 | 0 | 0 | 0 | 0% | 0% | #NUM! | 0 | 0 | 0 | 0 | 0 | 0 | 0
[95 empty] | 624 | 352.1174 | 4 | 0 | 0 | 500 | 0 | 0 | 0 | 0 | 0 | 0 | 0 | 0% | 0% | #NUM! | 0 | 0 | 0 | 0 | 0 | 0 | 0
[95 empty] | 625 | 352.4814 | 4 | 0 | 0 | 500 | 0 | 0 | 0 | 0 | 0 | 0 | 0 | 0% | 0% | #NUM! | 0 | 0 | 0 | 0 | 0 | 0 | 0
[95 empty] | 626 | 352.8454 | 4 | 0 | 0 | 500 | 0 | 0 | 0 | 0 | 0 | 0 | 0 | 0% | 0% | #NUM! | 0 | 0 | 0 | 0 | 0 | 0 | 0
[95 empty] | 627 | 353.2093 | 4 | 0 | 0 | 500 | 0 | 0 | 0 | 0 | 0 | 0 | 0 | 0% | 0% | #NUM! | 0 | 0 | 0 | 0 | 0 | 0 | 0
[95 empty] | 628 | 353.5733 | 4 | 0 | 0 | 500 | 0 | 0 | 0 | 0 | 0 | 0 | 0 | 0% | 0% | #NUM! | 0 | 0 | 0 | 0 | 0 | 0 | 0
[95 empty] | 629 | 353.9373 | 4 | 0 | 0 | 500 | 0 | 0 | 0 | 0 | 0 | 0 | 0 | 0% | 0% | #NUM! | 0 | 0 | 0 | 0 | 0 | 0 | 0
[95 empty] | 630 | 354.3012 | 4 | 0 | 0 | 500 | 0 | 0 | 0 | 0 | 0 | 0 | 0 | 0% | 0% | #NUM! | 0 | 0 | 0 | 0 | 0 | 0 | 0
[95 empty] | 631 | 354.6652 | 4 | 0 | 0 | 500 | 0 | 0 | 0 | 0 | 0 | 0 | 0 | 0% | 0% | #NUM! | 0 | 0 | 0 | 0 | 0 | 0 | 0
[95 empty] | 632 | 355.0292 | 4 | 0 | 0 | 500 | 0 | 0 | 0 | 0 | 0 | 0 | 0 | 0% | 0% | #NUM! | 0 | 0 | 0 | 0 | 0 | 0 | 0
[95 empty] | 633 | 355.3932 | 4 | 0 | 0 | 500 | 0 | 0 | 0 | 0 | 0 | 0 | 0 | 0% | 0% | #NUM! | 0 | 0 | 0 | 0 | 0 | 0 | 0
[95 empty] | 634 | 355.7571 | 4 | 0 | 0 | 500 | 0 | 0 | 0 | 0 | 0 | 0 | 0 | 0% | 0% | #NUM! | 0 | 0 | 0 | 0 | 0 | 0 | 0
[95 empty] | 635 | 356.1211 | 4 | 0 | 0 | 500 | 0 | 0 | 0 | 0 | 0 | 0 | 0 | 0% | 0% | #NUM! | 0 | 0 | 0 | 0 | 0 | 0 | 0
[95 empty] | 636 | 356.4851 | 4 | 0 | 0 | 500 | 0 | 0 | 0 | 0 | 0 | 0 | 0 | 0% | 0% | #NUM! | 0 | 0 | 0 | 0 | 0 | 0 | 0
[95 empty] | 637 | 356.849 | 4 | 0 | 0 | 500 | 0 | 0 | 0 | 0 | 0 | 0 | 0 | 0% | 0% | #NUM! | 0 | 0 | 0 | 0 | 0 | 0 | 0
[95 empty] | 638 | 357.213 | 4 | 0 | 0 | 500 | 0 | 0 | 0 | 0 | 0 | 0 | 0 | 0% | 0% | #NUM! | 0 | 0 | 0 | 0 | 0 | 0 | 0
[95 empty] | 639 | 357.577 | 4 | 0 | 0 | 500 | 0 | 0 | 0 | 0 | 0 | 0 | 0 | 0% | 0% | #NUM! | 0 | 0 | 0 | 0 | 0 | 0 | 0
[95 empty] | 640 | 357.9409 | 4 | 0 | 0 | 500 | 0 | 0 | 0 | 0 | 0 | 0 | 0 | 0% | 0% | #NUM! | 0 | 0 | 0 | 0 | 0 | 0 | 0
[95 empty] | 641 | 358.3049 | 4 | 0 | 0 | 500 | 0 | 0 | 0 | 0 | 0 | 0 | 0 | 0% | 0% | #NUM! | 0 | 0 | 0 | 0 | 0 | 0 | 0
[95 empty] | 642 | 358.6689 | 4 | 0 | 0 | 500 | 0 | 0 | 0 | 0 | 0 | 0 | 0 | 0% | 0% | #NUM! | 0 | 0 | 0 | 0 | 0 | 0 | 0
[95 empty] | 643 | 359.0329 | 4 | 0 | 0 | 500 | 0 | 0 | 0 | 0 | 0 | 0 | 0 | 0% | 0% | #NUM! | 0 | 0 | 0 | 0 | 0 | 0 | 0
[95 empty] | 644 | 359.3968 | 4 | 0 | 0 | 500 | 0 | 0 | 0 | 0 | 0 | 0 | 0 | 0% | 0% | #NUM! | 0 | 0 | 0 | 0 | 0 | 0 | 0
[95 empty] | 645 | 359.7608 | 4 | 0 | 0 | 500 | 0 | 0 | 0 | 0 | 0 | 0 | 0 | 0% | 0% | #NUM! | 0 | 0 | 0 | 0 | 0 | 0 | 0
[95 empty] | 646 | 360.1248 | 4 | 0 | 0 | 500 | 0 | 0 | 0 | 0 | 0 | 0 | 0 | 0% | 0% | #NUM! | 0 | 0 | 0 | 0 | 0 | 0 | 0
[95 empty] | 647 | 360.4887 | 4 | 0 | 0 | 500 | 0 | 0 | 0 | 0 | 0 | 0 | 0 | 0% | 0% | #NUM! | 0 | 0 | 0 | 0 | 0 | 0 | 0
[95 empty] | 648 | 360.8527 | 4 | 0 | 0 | 500 | 0 | 0 | 0 | 0 | 0 | 0 | 0 | 0% | 0% | #NUM! | 0 | 0 | 0 | 0 | 0 | 0 | 0
[95 empty] | 649 | 361.2167 | 4 | 0 | 0 | 500 | 0 | 0 | 0 | 0 | 0 | 0 | 0 | 0% | 0% | #NUM! | 0 | 0 | 0 | 0 | 0 | 0 | 0
[95 empty] | 650 | 361.5807 | 4 | 0 | 0 | 500 | 0 | 0 | 0 | 0 | 0 | 0 | 0 | 0% | 0% | #NUM! | 0 | 0 | 0 | 0 | 0 | 0 | 0
[95 empty] | 651 | 361.9446 | 4 | 0 | 0 | 500 | 0 | 0 | 0 | 0 | 0 | 0 | 0 | 0% | 0% | #NUM! | 0 | 0 | 0 | 0 | 0 | 0 | 0
[95 empty] | 652 | 362.3086 | 4 | 0 | 0 | 500 | 0 | 0 | 0 | 0 | 0 | 0 | 0 | 0% | 0% | #NUM! | 0 | 0 | 0 | 0 | 0 | 0 | 0
[95 empty] | 653 | 362.6726 | 4 | 0 | 0 | 500 | 0 | 0 | 0 | 0 | 0 | 0 | 0 | 0% | 0% | #NUM! | 0 | 0 | 0 | 0 | 0 | 0 | 0
[95 empty] | 654 | 363.0365 | 4 | 0 | 0 | 500 | 0 | 0 | 0 | 0 | 0 | 0 | 0 | 0% | 0% | #NUM! | 0 | 0 | 0 | 0 | 0 | 0 | 0
[95 empty] | 655 | 363.4005 | 4 | 0 | 0 | 500 | 0 | 0 | 0 | 0 | 0 | 0 | 0 | 0% | 0% | #NUM! | 0 | 0 | 0 | 0 | 0 | 0 | 0
[95 empty] | 656 | 363.7645 | 4 | 0 | 0 | 500 | 0 | 0 | 0 | 0 | 0 | 0 | 0 | 0% | 0% | #NUM! | 0 | 0 | 0 | 0 | 0 | 0 | 0
[95 empty] | 657 | 364.1284 | 4 | 0 | 0 | 500 | 0 | 0 | 0 | 0 | 0 | 0 | 0 | 0% | 0% | #NUM! | 0 | 0 | 0 | 0 | 0 | 0 | 0
[95 empty] | 658 | 364.4924 | 4 | 0 | 0 | 500 | 0 | 0 | 0 | 0 | 0 | 0 | 0 | 0% | 0% | #NUM! | 0 | 0 | 0 | 0 | 0 | 0 | 0
[95 empty] | 659 | 364.8564 | 4 | 0 | 0 | 500 | 0 | 0 | 0 | 0 | 0 | 0 | 0 | 0% | 0% | #NUM! | 0 | 0 | 0 | 0 | 0 | 0 | 0
[95 empty] | 660 | 365.2204 | 4 | 0 | 0 | 500 | 0 | 0 | 0 | 0 | 0 | 0 | 0 | 0% | 0% | #NUM! | 0 | 0 | 0 | 0 | 0 | 0 | 0
[95 empty] | 661 | 365.5843 | 4 | 0 | 0 | 500 | 0 | 0 | 0 | 0 | 0 | 0 | 0 | 0% | 0% | #NUM! | 0 | 0 | 0 | 0 | 0 | 0 | 0
[95 empty] | 662 | 365.9483 | 4 | 0 | 0 | 500 | 0 | 0 | 0 | 0 | 0 | 0 | 0 | 0% | 0% | #NUM! | 0 | 0 | 0 | 0 | 0 | 0 | 0
[95 empty] | 663 | 366.3123 | 4 | 0 | 0 | 500 | 0 | 0 | 0 | 0 | 0 | 0 | 0 | 0% | 0% | #NUM! | 0 | 0 | 0 | 0 | 0 | 0 | 0
[95 empty] | 664 | 366.6762 | 4 | 0 | 0 | 500 | 0 | 0 | 0 | 0 | 0 | 0 | 0 | 0% | 0% | #NUM! | 0 | 0 | 0 | 0 | 0 | 0 | 0
[95 empty] | 665 | 367.0402 | 4 | 0 | 0 | 500 | 0 | 0 | 0 | 0 | 0 | 0 | 0 | 0% | 0% | #NUM! | 0 | 0 | 0 | 0 | 0 | 0 | 0
[95 empty] | 666 | 367.4042 | 4 | 0 | 0 | 500 | 0 | 0 | 0 | 0 | 0 | 0 | 0 | 0% | 0% | #NUM! | 0 | 0 | 0 | 0 | 0 | 0 | 0
[95 empty] | 667 | 367.7681 | 4 | 0 | 0 | 500 | 0 | 0 | 0 | 0 | 0 | 0 | 0 | 0% | 0% | #NUM! | 0 | 0 | 0 | 0 | 0 | 0 | 0
[95 empty] | 668 | 368.1321 | 4 | 0 | 0 | 500 | 0 | 0 | 0 | 0 | 0 | 0 | 0 | 0% | 0% | #NUM! | 0 | 0 | 0 | 0 | 0 | 0 | 0
[95 empty] | 669 | 368.4961 | 4 | 0 | 0 | 500 | 0 | 0 | 0 | 0 | 0 | 0 | 0 | 0% | 0% | #NUM! | 0 | 0 | 0 | 0 | 0 | 0 | 0
[95 empty] | 670 | 368.8601 | 4 | 0 | 0 | 500 | 0 | 0 | 0 | 0 | 0 | 0 | 0 | 0% | 0% | #NUM! | 0 | 0 | 0 | 0 | 0 | 0 | 0
[95 empty] | 671 | 369.224 | 4 | 0 | 0 | 500 | 0 | 0 | 0 | 0 | 0 | 0 | 0 | 0% | 0% | #NUM! | 0 | 0 | 0 | 0 | 0 | 0 | 0
[95 empty] | 672 | 369.588 | 4 | 0 | 0 | 500 | 0 | 0 | 0 | 0 | 0 | 0 | 0 | 0% | 0% | #NUM! | 0 | 0 | 0 | 0 | 0 | 0 | 0
[95 empty] | 673 | 369.952 | 4 | 0 | 0 | 500 | 0 | 0 | 0 | 0 | 0 | 0 | 0 | 0% | 0% | #NUM! | 0 | 0 | 0 | 0 | 0 | 0 | 0
[95 empty] | 674 | 370.3159 | 4 | 0 | 0 | 500 | 0 | 0 | 0 | 0 | 0 | 0 | 0 | 0% | 0% | #NUM! | 0 | 0 | 0 | 0 | 0 | 0 | 0
[95 empty] | 675 | 370.6799 | 4 | 0 | 0 | 500 | 0 | 0 | 0 | 0 | 0 | 0 | 0 | 0% | 0% | #NUM! | 0 | 0 | 0 | 0 | 0 | 0 | 0
[95 empty] | 676 | 371.0439 | 4 | 0 | 0 | 500 | 0 | 0 | 0 | 0 | 0 | 0 | 0 | 0% | 0% | #NUM! | 0 | 0 | 0 | 0 | 0 | 0 | 0
[95 empty] | 677 | 371.4078 | 4 | 0 | 0 | 500 | 0 | 0 | 0 | 0 | 0 | 0 | 0 | 0% | 0% | #NUM! | 0 | 0 | 0 | 0 | 0 | 0 | 0
[95 empty] | 678 | 371.7718 | 4 | 0 | 0 | 500 | 0 | 0 | 0 | 0 | 0 | 0 | 0 | 0% | 0% | #NUM! | 0 | 0 | 0 | 0 | 0 | 0 | 0
[95 empty] | 679 | 372.1358 | 4 | 0 | 0 | 500 | 0 | 0 | 0 | 0 | 0 | 0 | 0 | 0% | 0% | #NUM! | 0 | 0 | 0 | 0 | 0 | 0 | 0
[95 empty] | 680 | 372.4998 | 4 | 0 | 0 | 500 | 0 | 0 | 0 | 0 | 0 | 0 | 0 | 0% | 0% | #NUM! | 0 | 0 | 0 | 0 | 0 | 0 | 0
[95 empty] | 681 | 372.8637 | 4 | 0 | 0 | 500 | 0 | 0 | 0 | 0 | 0 | 0 | 0 | 0% | 0% | #NUM! | 0 | 0 | 0 | 0 | 0 | 0 | 0
[95 empty] | 682 | 373.2277 | 4 | 0 | 0 | 500 | 0 | 0 | 0 | 0 | 0 | 0 | 0 | 0% | 0% | #NUM! | 0 | 0 | 0 | 0 | 0 | 0 | 0
[95 empty] | 683 | 373.5917 | 4 | 0 | 0 | 500 | 0 | 0 | 0 | 0 | 0 | 0 | 0 | 0% | 0% | #NUM! | 0 | 0 | 0 | 0 | 0 | 0 | 0
[95 empty] | 684 | 373.9556 | 4 | 0 | 0 | 500 | 0 | 0 | 0 | 0 | 0 | 0 | 0 | 0% | 0% | #NUM! | 0 | 0 | 0 | 0 | 0 | 0 | 0
[95 empty] | 685 | 374.3196 | 4 | 0 | 0 | 500 | 0 | 0 | 0 | 0 | 0 | 0 | 0 | 0% | 0% | #NUM! | 0 | 0 | 0 | 0 | 0 | 0 | 0
[95 empty] | 686 | 374.6836 | 4 | 0 | 0 | 500 | 0 | 0 | 0 | 0 | 0 | 0 | 0 | 0% | 0% | #NUM! | 0 | 0 | 0 | 0 | 0 | 0 | 0
[95 empty] | 687 | 375.0476 | 4 | 0 | 0 | 500 | 0 | 0 | 0 | 0 | 0 | 0 | 0 | 0% | 0% | #NUM! | 0 | 0 | 0 | 0 | 0 | 0 | 0
[95 empty] | 688 | 375.4115 | 4 | 0 | 0 | 500 | 0 | 0 | 0 | 0 | 0 | 0 | 0 | 0% | 0% | #NUM! | 0 | 0 | 0 | 0 | 0 | 0 | 0
[95 empty] | 689 | 375.7755 | 4 | 0 | 0 | 500 | 0 | 0 | 0 | 0 | 0 | 0 | 0 | 0% | 0% | #NUM! | 0 | 0 | 0 | 0 | 0 | 0 | 0
[95 empty] | 690 | 376.1395 | 4 | 0 | 0 | 500 | 0 | 0 | 0 | 0 | 0 | 0 | 0 | 0% | 0% | #NUM! | 0 | 0 | 0 | 0 | 0 | 0 | 0
[95 empty] | 691 | 376.5034 | 4 | 0 | 0 | 500 | 0 | 0 | 0 | 0 | 0 | 0 | 0 | 0% | 0% | #NUM! | 0 | 0 | 0 | 0 | 0 | 0 | 0
[95 empty] | 692 | 376.8674 | 4 | 0 | 0 | 500 | 0 | 0 | 0 | 0 | 0 | 0 | 0 | 0% | 0% | #NUM! | 0 | 0 | 0 | 0 | 0 | 0 | 0
[95 empty] | 693 | 377.2314 | 4 | 0 | 0 | 500 | 0 | 0 | 0 | 0 | 0 | 0 | 0 | 0% | 0% | #NUM! | 0 | 0 | 0 | 0 | 0 | 0 | 0
[95 empty] | 694 | 377.5953 | 4 | 0 | 0 | 500 | 0 | 0 | 0 | 0 | 0 | 0 | 0 | 0% | 0% | #NUM! | 0 | 0 | 0 | 0 | 0 | 0 | 0
[95 empty] | 695 | 377.9593 | 4 | 0 | 0 | 500 | 0 | 0 | 0 | 0 | 0 | 0 | 0 | 0% | 0% | #NUM! | 0 | 0 | 0 | 0 | 0 | 0 | 0
[95 empty] | 696 | 378.3233 | 4 | 0 | 0 | 500 | 0 | 0 | 0 | 0 | 0 | 0 | 0 | 0% | 0% | #NUM! | 0 | 0 | 0 | 0 | 0 | 0 | 0
[95 empty] | 697 | 378.6873 | 4 | 0 | 0 | 500 | 0 | 0 | 0 | 0 | 0 | 0 | 0 | 0% | 0% | #NUM! | 0 | 0 | 0 | 0 | 0 | 0 | 0
[95 empty] | 698 | 379.0512 | 4 | 0 | 0 | 500 | 0 | 0 | 0 | 0 | 0 | 0 | 0 | 0% | 0% | #NUM! | 0 | 0 | 0 | 0 | 0 | 0 | 0
[95 empty] | 699 | 379.4152 | 4 | 0 | 0 | 500 | 0 | 0 | 0 | 0 | 0 | 0 | 0 | 0% | 0% | #NUM! | 0 | 0 | 0 | 0 | 0 | 0 | 0
[95 empty] | 700 | 379.7792 | 4 | 0 | 0 | 500 | 0 | 0 | 0 | 0 | 0 | 0 | 0 | 0% | 0% | #NUM! | 0 | 0 | 0 | 0 | 0 | 0 | 0
[95 empty] | 701 | 380.1431 | 4 | 0 | 0 | 500 | 0 | 0 | 0 | 0 | 0 | 0 | 0 | 0% | 0% | #NUM! | 0 | 0 | 0 | 0 | 0 | 0 | 0
[95 empty] | 702 | 380.5071 | 4 | 0 | 0 | 500 | 0 | 0 | 0 | 0 | 0 | 0 | 0 | 0% | 0% | #NUM! | 0 | 0 | 0 | 0 | 0 | 0 | 0
[95 empty] | 703 | 380.8711 | 4 | 0 | 0 | 500 | 0 | 0 | 0 | 0 | 0 | 0 | 0 | 0% | 0% | #NUM! | 0 | 0 | 0 | 0 | 0 | 0 | 0
[95 empty] | 704 | 381.235 | 4 | 0 | 0 | 500 | 0 | 0 | 0 | 0 | 0 | 0 | 0 | 0% | 0% | #NUM! | 0 | 0 | 0 | 0 | 0 | 0 | 0
[95 empty] | 705 | 381.599 | 4 | 0 | 0 | 500 | 0 | 0 | 0 | 0 | 0 | 0 | 0 | 0% | 0% | #NUM! | 0 | 0 | 0 | 0 | 0 | 0 | 0
[95 empty] | 706 | 381.963 | 4 | 0 | 0 | 500 | 0 | 0 | 0 | 0 | 0 | 0 | 0 | 0% | 0% | #NUM! | 0 | 0 | 0 | 0 | 0 | 0 | 0
[95 empty] | 707 | 382.327 | 4 | 0 | 0 | 500 | 0 | 0 | 0 | 0 | 0 | 0 | 0 | 0% | 0% | #NUM! | 0 | 0 | 0 | 0 | 0 | 0 | 0
[95 empty] | 708 | 382.6909 | 4 | 0 | 0 | 500 | 0 | 0 | 0 | 0 | 0 | 0 | 0 | 0% | 0% | #NUM! | 0 | 0 | 0 | 0 | 0 | 0 | 0
[95 empty] | 709 | 383.0549 | 4 | 0 | 0 | 500 | 0 | 0 | 0 | 0 | 0 | 0 | 0 | 0% | 0% | #NUM! | 0 | 0 | 0 | 0 | 0 | 0 | 0
[95 empty] | 710 | 383.4189 | 4 | 0 | 0 | 500 | 0 | 0 | 0 | 0 | 0 | 0 | 0 | 0% | 0% | #NUM! | 0 | 0 | 0 | 0 | 0 | 0 | 0
[95 empty] | 711 | 383.7828 | 4 | 0 | 0 | 500 | 0 | 0 | 0 | 0 | 0 | 0 | 0 | 0% | 0% | #NUM! | 0 | 0 | 0 | 0 | 0 | 0 | 0
[95 empty] | 712 | 384.1468 | 4 | 0 | 0 | 500 | 0 | 0 | 0 | 0 | 0 | 0 | 0 | 0% | 0% | #NUM! | 0 | 0 | 0 | 0 | 0 | 0 | 0
[95 empty] | 713 | 384.5108 | 4 | 0 | 0 | 500 | 0 | 0 | 0 | 0 | 0 | 0 | 0 | 0% | 0% | #NUM! | 0 | 0 | 0 | 0 | 0 | 0 | 0
[95 empty] | 714 | 384.8747 | 4 | 0 | 0 | 500 | 0 | 0 | 0 | 0 | 0 | 0 | 0 | 0% | 0% | #NUM! | 0 | 0 | 0 | 0 | 0 | 0 | 0
[95 empty] | 715 | 385.2387 | 4 | 0 | 0 | 500 | 0 | 0 | 0 | 0 | 0 | 0 | 0 | 0% | 0% | #NUM! | 0 | 0 | 0 | 0 | 0 | 0 | 0
[95 empty] | 716 | 385.6027 | 4 | 0 | 0 | 500 | 0 | 0 | 0 | 0 | 0 | 0 | 0 | 0% | 0% | #NUM! | 0 | 0 | 0 | 0 | 0 | 0 | 0
[95 empty] | 717 | 385.9667 | 4 | 0 | 0 | 500 | 0 | 0 | 0 | 0 | 0 | 0 | 0 | 0% | 0% | #NUM! | 0 | 0 | 0 | 0 | 0 | 0 | 0
[95 empty] | 718 | 386.3306 | 4 | 0 | 0 | 500 | 0 | 0 | 0 | 0 | 0 | 0 | 0 | 0% | 0% | #NUM! | 0 | 0 | 0 | 0 | 0 | 0 | 0
[95 empty] | 719 | 386.6946 | 4 | 0 | 0 | 500 | 0 | 0 | 0 | 0 | 0 | 0 | 0 | 0% | 0% | #NUM! | 0 | 0 | 0 | 0 | 0 | 0 | 0
[95 empty] | 720 | 387.0586 | 4 | 0 | 0 | 500 | 0 | 0 | 0 | 0 | 0 | 0 | 0 | 0% | 0% | #NUM! | 0 | 0 | 0 | 0 | 0 | 0 | 0
[95 empty] | 721 | 387.4225 | 4 | 0 | 0 | 500 | 0 | 0 | 0 | 0 | 0 | 0 | 0 | 0% | 0% | #NUM! | 0 | 0 | 0 | 0 | 0 | 0 | 0
[95 empty] | 722 | 387.7865 | 4 | 0 | 0 | 500 | 0 | 0 | 0 | 0 | 0 | 0 | 0 | 0% | 0% | #NUM! | 0 | 0 | 0 | 0 | 0 | 0 | 0
[95 empty] | 723 | 388.1505 | 4 | 0 | 0 | 500 | 0 | 0 | 0 | 0 | 0 | 0 | 0 | 0% | 0% | #NUM! | 0 | 0 | 0 | 0 | 0 | 0 | 0
[95 empty] | 724 | 388.5144 | 4 | 0 | 0 | 500 | 0 | 0 | 0 | 0 | 0 | 0 | 0 | 0% | 0% | #NUM! | 0 | 0 | 0 | 0 | 0 | 0 | 0
[95 empty] | 725 | 388.8784 | 4 | 0 | 0 | 500 | 0 | 0 | 0 | 0 | 0 | 0 | 0 | 0% | 0% | #NUM! | 0 | 0 | 0 | 0 | 0 | 0 | 0
[95 empty] | 726 | 389.2424 | 4 | 0 | 0 | 500 | 0 | 0 | 0 | 0 | 0 | 0 | 0 | 0% | 0% | #NUM! | 0 | 0 | 0 | 0 | 0 | 0 | 0
[95 empty] | 727 | 389.6064 | 4 | 0 | 0 | 500 | 0 | 0 | 0 | 0 | 0 | 0 | 0 | 0% | 0% | #NUM! | 0 | 0 | 0 | 0 | 0 | 0 | 0
[95 empty] | 728 | 389.9703 | 4 | 0 | 0 | 500 | 0 | 0 | 0 | 0 | 0 | 0 | 0 | 0% | 0% | #NUM! | 0 | 0 | 0 | 0 | 0 | 0 | 0
[95 empty] | 729 | 390.3343 | 4 | 0 | 0 | 500 | 0 | 0 | 0 | 0 | 0 | 0 | 0 | 0% | 0% | #NUM! | 0 | 0 | 0 | 0 | 0 | 0 | 0
[95 empty] | 730 | 390.6983 | 4 | 0 | 0 | 500 | 0 | 0 | 0 | 0 | 0 | 0 | 0 | 0% | 0% | #NUM! | 0 | 0 | 0 | 0 | 0 | 0 | 0
[95 empty] | 731 | 391.0622 | 4 | 0 | 0 | 500 | 0 | 0 | 0 | 0 | 0 | 0 | 0 | 0% | 0% | #NUM! | 0 | 0 | 0 | 0 | 0 | 0 | 0
[95 empty] | 732 | 391.4262 | 4 | 0 | 0 | 500 | 0 | 0 | 0 | 0 | 0 | 0 | 0 | 0% | 0% | #NUM! | 0 | 0 | 0 | 0 | 0 | 0 | 0
[95 empty] | 733 | 391.7902 | 4 | 0 | 0 | 500 | 0 | 0 | 0 | 0 | 0 | 0 | 0 | 0% | 0% | #NUM! | 0 | 0 | 0 | 0 | 0 | 0 | 0
[95 empty] | 734 | 392.1542 | 4 | 0 | 0 | 500 | 0 | 0 | 0 | 0 | 0 | 0 | 0 | 0% | 0% | #NUM! | 0 | 0 | 0 | 0 | 0 | 0 | 0
[95 empty] | 735 | 392.5181 | 4 | 0 | 0 | 500 | 0 | 0 | 0 | 0 | 0 | 0 | 0 | 0% | 0% | #NUM! | 0 | 0 | 0 | 0 | 0 | 0 | 0
[95 empty] | 736 | 392.8821 | 4 | 0 | 0 | 500 | 0 | 0 | 0 | 0 | 0 | 0 | 0 | 0% | 0% | #NUM! | 0 | 0 | 0 | 0 | 0 | 0 | 0
[95 empty] | 737 | 393.2461 | 4 | 0 | 0 | 500 | 0 | 0 | 0 | 0 | 0 | 0 | 0 | 0% | 0% | #NUM! | 0 | 0 | 0 | 0 | 0 | 0 | 0
[95 empty] | 738 | 393.61 | 4 | 0 | 0 | 500 | 0 | 0 | 0 | 0 | 0 | 0 | 0 | 0% | 0% | #NUM! | 0 | 0 | 0 | 0 | 0 | 0 | 0
[95 empty] | 739 | 393.974 | 4 | 0 | 0 | 500 | 0 | 0 | 0 | 0 | 0 | 0 | 0 | 0% | 0% | #NUM! | 0 | 0 | 0 | 0 | 0 | 0 | 0
[95 empty] | 740 | 394.338 | 4 | 0 | 0 | 500 | 0 | 0 | 0 | 0 | 0 | 0 | 0 | 0% | 0% | #NUM! | 0 | 0 | 0 | 0 | 0 | 0 | 0
[95 empty] | 741 | 394.7019 | 4 | 0 | 0 | 500 | 0 | 0 | 0 | 0 | 0 | 0 | 0 | 0% | 0% | #NUM! | 0 | 0 | 0 | 0 | 0 | 0 | 0
[95 empty] | 742 | 395.0659 | 4 | 0 | 0 | 500 | 0 | 0 | 0 | 0 | 0 | 0 | 0 | 0% | 0% | #NUM! | 0 | 0 | 0 | 0 | 0 | 0 | 0
[95 empty] | 743 | 395.4299 | 4 | 0 | 0 | 500 | 0 | 0 | 0 | 0 | 0 | 0 | 0 | 0% | 0% | #NUM! | 0 | 0 | 0 | 0 | 0 | 0 | 0
[95 empty] | 744 | 395.7939 | 4 | 0 | 0 | 500 | 0 | 0 | 0 | 0 | 0 | 0 | 0 | 0% | 0% | #NUM! | 0 | 0 | 0 | 0 | 0 | 0 | 0
[95 empty] | 745 | 396.1578 | 4 | 0 | 0 | 500 | 0 | 0 | 0 | 0 | 0 | 0 | 0 | 0% | 0% | #NUM! | 0 | 0 | 0 | 0 | 0 | 0 | 0
[95 empty] | 746 | 396.5218 | 4 | 0 | 0 | 500 | 0 | 0 | 0 | 0 | 0 | 0 | 0 | 0% | 0% | #NUM! | 0 | 0 | 0 | 0 | 0 | 0 | 0
[95 empty] | 747 | 396.8858 | 4 | 0 | 0 | 500 | 0 | 0 | 0 | 0 | 0 | 0 | 0 | 0% | 0% | #NUM! | 0 | 0 | 0 | 0 | 0 | 0 | 0
[95 empty] | 748 | 397.2497 | 4 | 0 | 0 | 500 | 0 | 0 | 0 | 0 | 0 | 0 | 0 | 0% | 0% | #NUM! | 0 | 0 | 0 | 0 | 0 | 0 | 0
[95 empty] | 749 | 397.6137 | 4 | 0 | 0 | 500 | 0 | 0 | 0 | 0 | 0 | 0 | 0 | 0% | 0% | #NUM! | 0 | 0 | 0 | 0 | 0 | 0 | 0
[95 empty] | 750 | 397.9777 | 4 | 0 | 0 | 500 | 0 | 0 | 0 | 0 | 0 | 0 | 0 | 0% | 0% | #NUM! | 0 | 0 | 0 | 0 | 0 | 0 | 0
[95 empty] | 751 | 398.3416 | 4 | 0 | 0 | 500 | 0 | 0 | 0 | 0 | 0 | 0 | 0 | 0% | 0% | #NUM! | 0 | 0 | 0 | 0 | 0 | 0 | 0
[95 empty] | 752 | 398.7056 | 4 | 0 | 0 | 500 | 0 | 0 | 0 | 0 | 0 | 0 | 0 | 0% | 0% | #NUM! | 0 | 0 | 0 | 0 | 0 | 0 | 0
[95 empty] | 753 | 399.0696 | 4 | 0 | 0 | 500 | 0 | 0 | 0 | 0 | 0 | 0 | 0 | 0% | 0% | #NUM! | 0 | 0 | 0 | 0 | 0 | 0 | 0
[95 empty] | 754 | 399.4336 | 4 | 0 | 0 | 500 | 0 | 0 | 0 | 0 | 0 | 0 | 0 | 0% | 0% | #NUM! | 0 | 0 | 0 | 0 | 0 | 0 | 0
[95 empty] | 755 | 399.7975 | 4 | 0 | 0 | 500 | 0 | 0 | 0 | 0 | 0 | 0 | 0 | 0% | 0% | #NUM! | 0 | 0 | 0 | 0 | 0 | 0 | 0
[95 empty] | 756 | 400.1615 | 4 | 0 | 0 | 500 | 0 | 0 | 0 | 0 | 0 | 0 | 0 | 0% | 0% | #NUM! | 0 | 0 | 0 | 0 | 0 | 0 | 0
[95 empty] | 757 | 400.5255 | 4 | 0 | 0 | 500 | 0 | 0 | 0 | 0 | 0 | 0 | 0 | 0% | 0% | #NUM! | 0 | 0 | 0 | 0 | 0 | 0 | 0
[95 empty] | 758 | 400.8894 | 4 | 0 | 0 | 500 | 0 | 0 | 0 | 0 | 0 | 0 | 0 | 0% | 0% | #NUM! | 0 | 0 | 0 | 0 | 0 | 0 | 0
[95 empty] | 759 | 401.2534 | 4 | 0 | 0 | 500 | 0 | 0 | 0 | 0 | 0 | 0 | 0 | 0% | 0% | #NUM! | 0 | 0 | 0 | 0 | 0 | 0 | 0
[95 empty] | 760 | 401.6174 | 4 | 0 | 0 | 500 | 0 | 0 | 0 | 0 | 0 | 0 | 0 | 0% | 0% | #NUM! | 0 | 0 | 0 | 0 | 0 | 0 | 0
[95 empty] | 761 | 401.9813 | 4 | 0 | 0 | 500 | 0 | 0 | 0 | 0 | 0 | 0 | 0 | 0% | 0% | #NUM! | 0 | 0 | 0 | 0 | 0 | 0 | 0
[95 empty] | 762 | 402.3453 | 4 | 0 | 0 | 500 | 0 | 0 | 0 | 0 | 0 | 0 | 0 | 0% | 0% | #NUM! | 0 | 0 | 0 | 0 | 0 | 0 | 0
[95 empty] | 763 | 402.7093 | 4 | 0 | 0 | 500 | 0 | 0 | 0 | 0 | 0 | 0 | 0 | 0% | 0% | #NUM! | 0 | 0 | 0 | 0 | 0 | 0 | 0
[95 empty] | 764 | 403.0733 | 4 | 0 | 0 | 500 | 0 | 0 | 0 | 0 | 0 | 0 | 0 | 0% | 0% | #NUM! | 0 | 0 | 0 | 0 | 0 | 0 | 0
[95 empty] | 765 | 403.4372 | 4 | 0 | 0 | 500 | 0 | 0 | 0 | 0 | 0 | 0 | 0 | 0% | 0% | #NUM! | 0 | 0 | 0 | 0 | 0 | 0 | 0
[95 empty] | 766 | 403.8012 | 4 | 0 | 0 | 500 | 0 | 0 | 0 | 0 | 0 | 0 | 0 | 0% | 0% | #NUM! | 0 | 0 | 0 | 0 | 0 | 0 | 0
[95 empty] | 767 | 404.1652 | 4 | 0 | 0 | 500 | 0 | 0 | 0 | 0 | 0 | 0 | 0 | 0% | 0% | #NUM! | 0 | 0 | 0 | 0 | 0 | 0 | 0
[95 empty] | 768 | 404.5291 | 4 | 0 | 0 | 500 | 0 | 0 | 0 | 0 | 0 | 0 | 0 | 0% | 0% | #NUM! | 0 | 0 | 0 | 0 | 0 | 0 | 0
[95 empty] | 769 | 404.8931 | 4 | 0 | 0 | 500 | 0 | 0 | 0 | 0 | 0 | 0 | 0 | 0% | 0% | #NUM! | 0 | 0 | 0 | 0 | 0 | 0 | 0
[95 empty] | 770 | 405.2571 | 4 | 0 | 0 | 500 | 0 | 0 | 0 | 0 | 0 | 0 | 0 | 0% | 0% | #NUM! | 0 | 0 | 0 | 0 | 0 | 0 | 0
[95 empty] | 771 | 405.6211 | 4 | 0 | 0 | 500 | 0 | 0 | 0 | 0 | 0 | 0 | 0 | 0% | 0% | #NUM! | 0 | 0 | 0 | 0 | 0 | 0 | 0
[95 empty] | 772 | 405.985 | 4 | 0 | 0 | 500 | 0 | 0 | 0 | 0 | 0 | 0 | 0 | 0% | 0% | #NUM! | 0 | 0 | 0 | 0 | 0 | 0 | 0
[95 empty] | 773 | 406.349 | 4 | 0 | 0 | 500 | 0 | 0 | 0 | 0 | 0 | 0 | 0 | 0% | 0% | #NUM! | 0 | 0 | 0 | 0 | 0 | 0 | 0
[95 empty] | 774 | 406.713 | 4 | 0 | 0 | 500 | 0 | 0 | 0 | 0 | 0 | 0 | 0 | 0% | 0% | #NUM! | 0 | 0 | 0 | 0 | 0 | 0 | 0
[95 empty] | 775 | 407.0769 | 4 | 0 | 0 | 500 | 0 | 0 | 0 | 0 | 0 | 0 | 0 | 0% | 0% | #NUM! | 0 | 0 | 0 | 0 | 0 | 0 | 0
[95 empty] | 776 | 407.4409 | 4 | 0 | 0 | 500 | 0 | 0 | 0 | 0 | 0 | 0 | 0 | 0% | 0% | #NUM! | 0 | 0 | 0 | 0 | 0 | 0 | 0
[95 empty] | 777 | 407.8049 | 4 | 0 | 0 | 500 | 0 | 0 | 0 | 0 | 0 | 0 | 0 | 0% | 0% | #NUM! | 0 | 0 | 0 | 0 | 0 | 0 | 0
[95 empty] | 778 | 408.1688 | 4 | 0 | 0 | 500 | 0 | 0 | 0 | 0 | 0 | 0 | 0 | 0% | 0% | #NUM! | 0 | 0 | 0 | 0 | 0 | 0 | 0
[95 empty] | 779 | 408.5328 | 4 | 0 | 0 | 500 | 0 | 0 | 0 | 0 | 0 | 0 | 0 | 0% | 0% | #NUM! | 0 | 0 | 0 | 0 | 0 | 0 | 0
[95 empty] | 780 | 408.8968 | 4 | 0 | 0 | 500 | 0 | 0 | 0 | 0 | 0 | 0 | 0 | 0% | 0% | #NUM! | 0 | 0 | 0 | 0 | 0 | 0 | 0
[95 empty] | 781 | 409.2608 | 4 | 0 | 0 | 500 | 0 | 0 | 0 | 0 | 0 | 0 | 0 | 0% | 0% | #NUM! | 0 | 0 | 0 | 0 | 0 | 0 | 0
[95 empty] | 782 | 409.6247 | 4 | 0 | 0 | 500 | 0 | 0 | 0 | 0 | 0 | 0 | 0 | 0% | 0% | #NUM! | 0 | 0 | 0 | 0 | 0 | 0 | 0
[95 empty] | 783 | 409.9887 | 4 | 0 | 0 | 500 | 0 | 0 | 0 | 0 | 0 | 0 | 0 | 0% | 0% | #NUM! | 0 | 0 | 0 | 0 | 0 | 0 | 0
[95 empty] | 784 | 410.3527 | 4 | 0 | 0 | 500 | 0 | 0 | 0 | 0 | 0 | 0 | 0 | 0% | 0% | #NUM! | 0 | 0 | 0 | 0 | 0 | 0 | 0
[95 empty] | 785 | 410.7166 | 4 | 0 | 0 | 500 | 0 | 0 | 0 | 0 | 0 | 0 | 0 | 0% | 0% | #NUM! | 0 | 0 | 0 | 0 | 0 | 0 | 0
[95 empty] | 786 | 411.0806 | 4 | 0 | 0 | 500 | 0 | 0 | 0 | 0 | 0 | 0 | 0 | 0% | 0% | #NUM! | 0 | 0 | 0 | 0 | 0 | 0 | 0
[95 empty] | 787 | 411.4446 | 4 | 0 | 0 | 500 | 0 | 0 | 0 | 0 | 0 | 0 | 0 | 0% | 0% | #NUM! | 0 | 0 | 0 | 0 | 0 | 0 | 0
[95 empty] | 788 | 411.8085 | 4 | 0 | 0 | 500 | 0 | 0 | 0 | 0 | 0 | 0 | 0 | 0% | 0% | #NUM! | 0 | 0 | 0 | 0 | 0 | 0 | 0
[95 empty] | 789 | 412.1725 | 4 | 0 | 0 | 500 | 0 | 0 | 0 | 0 | 0 | 0 | 0 | 0% | 0% | #NUM! | 0 | 0 | 0 | 0 | 0 | 0 | 0
[95 empty] | 790 | 412.5365 | 4 | 0 | 0 | 500 | 0 | 0 | 0 | 0 | 0 | 0 | 0 | 0% | 0% | #NUM! | 0 | 0 | 0 | 0 | 0 | 0 | 0
[95 empty] | 791 | 412.9005 | 4 | 0 | 0 | 500 | 0 | 0 | 0 | 0 | 0 | 0 | 0 | 0% | 0% | #NUM! | 0 | 0 | 0 | 0 | 0 | 0 | 0
[95 empty] | 792 | 413.2644 | 4 | 0 | 0 | 500 | 0 | 0 | 0 | 0 | 0 | 0 | 0 | 0% | 0% | #NUM! | 0 | 0 | 0 | 0 | 0 | 0 | 0
[95 empty] | 793 | 413.6284 | 4 | 0 | 0 | 500 | 0 | 0 | 0 | 0 | 0 | 0 | 0 | 0% | 0% | #NUM! | 0 | 0 | 0 | 0 | 0 | 0 | 0
[95 empty] | 794 | 413.9924 | 4 | 0 | 0 | 500 | 0 | 0 | 0 | 0 | 0 | 0 | 0 | 0% | 0% | #NUM! | 0 | 0 | 0 | 0 | 0 | 0 | 0
[95 empty] | 795 | 414.3563 | 4 | 0 | 0 | 500 | 0 | 0 | 0 | 0 | 0 | 0 | 0 | 0% | 0% | #NUM! | 0 | 0 | 0 | 0 | 0 | 0 | 0
[95 empty] | 796 | 414.7203 | 4 | 0 | 0 | 500 | 0 | 0 | 0 | 0 | 0 | 0 | 0 | 0% | 0% | #NUM! | 0 | 0 | 0 | 0 | 0 | 0 | 0
[95 empty] | 797 | 415.0843 | 4 | 0 | 0 | 500 | 0 | 0 | 0 | 0 | 0 | 0 | 0 | 0% | 0% | #NUM! | 0 | 0 | 0 | 0 | 0 | 0 | 0
[95 empty] | 798 | 415.4482 | 4 | 0 | 0 | 500 | 0 | 0 | 0 | 0 | 0 | 0 | 0 | 0% | 0% | #NUM! | 0 | 0 | 0 | 0 | 0 | 0 | 0
[95 empty] | 799 | 415.8122 | 4 | 0 | 0 | 500 | 0 | 0 | 0 | 0 | 0 | 0 | 0 | 0% | 0% | #NUM! | 0 | 0 | 0 | 0 | 0 | 0 | 0
[95 empty] | 800 | 416.1762 | 4 | 0 | 0 | 500 | 0 | 0 | 0 | 0 | 0 | 0 | 0 | 0% | 0% | #NUM! | 0 | 0 | 0 | 0 | 0 | 0 | 0
[95 empty] | 801 | 416.5402 | 4 | 0 | 0 | 500 | 0 | 0 | 0 | 0 | 0 | 0 | 0 | 0% | 0% | #NUM! | 0 | 0 | 0 | 0 | 0 | 0 | 0
[95 empty] | 802 | 416.9041 | 4 | 0 | 0 | 500 | 0 | 0 | 0 | 0 | 0 | 0 | 0 | 0% | 0% | #NUM! | 0 | 0 | 0 | 0 | 0 | 0 | 0
[95 empty] | 803 | 417.2681 | 4 | 0 | 0 | 500 | 0 | 0 | 0 | 0 | 0 | 0 | 0 | 0% | 0% | #NUM! | 0 | 0 | 0 | 0 | 0 | 0 | 0
[95 empty] | 804 | 417.6321 | 4 | 0 | 0 | 500 | 0 | 0 | 0 | 0 | 0 | 0 | 0 | 0% | 0% | #NUM! | 0 | 0 | 0 | 0 | 0 | 0 | 0
[95 empty] | 805 | 417.996 | 4 | 0 | 0 | 500 | 0 | 0 | 0 | 0 | 0 | 0 | 0 | 0% | 0% | #NUM! | 0 | 0 | 0 | 0 | 0 | 0 | 0
[95 empty] | 806 | 418.36 | 4 | 0 | 0 | 500 | 0 | 0 | 0 | 0 | 0 | 0 | 0 | 0% | 0% | #NUM! | 0 | 0 | 0 | 0 | 0 | 0 | 0
[95 empty] | 807 | 418.724 | 4 | 0 | 0 | 500 | 0 | 0 | 0 | 0 | 0 | 0 | 0 | 0% | 0% | #NUM! | 0 | 0 | 0 | 0 | 0 | 0 | 0
[95 empty] | 808 | 419.0879 | 4 | 0 | 0 | 500 | 0 | 0 | 0 | 0 | 0 | 0 | 0 | 0% | 0% | #NUM! | 0 | 0 | 0 | 0 | 0 | 0 | 0
[95 empty] | 809 | 419.4519 | 4 | 0 | 0 | 500 | 0 | 0 | 0 | 0 | 0 | 0 | 0 | 0% | 0% | #NUM! | 0 | 0 | 0 | 0 | 0 | 0 | 0
[95 empty] | 810 | 419.8159 | 4 | 0 | 0 | 500 | 0 | 0 | 0 | 0 | 0 | 0 | 0 | 0% | 0% | #NUM! | 0 | 0 | 0 | 0 | 0 | 0 | 0
[95 empty] | 811 | 420.1799 | 4 | 0 | 0 | 500 | 0 | 0 | 0 | 0 | 0 | 0 | 0 | 0% | 0% | #NUM! | 0 | 0 | 0 | 0 | 0 | 0 | 0
[95 empty] | 812 | 420.5438 | 4 | 0 | 0 | 500 | 0 | 0 | 0 | 0 | 0 | 0 | 0 | 0% | 0% | #NUM! | 0 | 0 | 0 | 0 | 0 | 0 | 0
[95 empty] | 813 | 420.9078 | 4 | 0 | 0 | 500 | 0 | 0 | 0 | 0 | 0 | 0 | 0 | 0% | 0% | #NUM! | 0 | 0 | 0 | 0 | 0 | 0 | 0
[95 empty] | 814 | 421.2718 | 4 | 0 | 0 | 500 | 0 | 0 | 0 | 0 | 0 | 0 | 0 | 0% | 0% | #NUM! | 0 | 0 | 0 | 0 | 0 | 0 | 0
[95 empty] | 815 | 421.6357 | 4 | 0 | 0 | 500 | 0 | 0 | 0 | 0 | 0 | 0 | 0 | 0% | 0% | #NUM! | 0 | 0 | 0 | 0 | 0 | 0 | 0
[95 empty] | 816 | 421.9997 | 4 | 0 | 0 | 500 | 0 | 0 | 0 | 0 | 0 | 0 | 0 | 0% | 0% | #NUM! | 0 | 0 | 0 | 0 | 0 | 0 | 0
[95 empty] | 817 | 422.3637 | 4 | 0 | 0 | 500 | 0 | 0 | 0 | 0 | 0 | 0 | 0 | 0% | 0% | #NUM! | 0 | 0 | 0 | 0 | 0 | 0 | 0
[95 empty] | 818 | 422.7277 | 4 | 0 | 0 | 500 | 0 | 0 | 0 | 0 | 0 | 0 | 0 | 0% | 0% | #NUM! | 0 | 0 | 0 | 0 | 0 | 0 | 0
[95 empty] | 819 | 423.0916 | 4 | 0 | 0 | 500 | 0 | 0 | 0 | 0 | 0 | 0 | 0 | 0% | 0% | #NUM! | 0 | 0 | 0 | 0 | 0 | 0 | 0
[95 empty] | 820 | 423.4556 | 4 | 0 | 0 | 500 | 0 | 0 | 0 | 0 | 0 | 0 | 0 | 0% | 0% | #NUM! | 0 | 0 | 0 | 0 | 0 | 0 | 0
[95 empty] | 821 | 423.8196 | 4 | 0 | 0 | 500 | 0 | 0 | 0 | 0 | 0 | 0 | 0 | 0% | 0% | #NUM! | 0 | 0 | 0 | 0 | 0 | 0 | 0
[95 empty] | 822 | 424.1835 | 4 | 0 | 0 | 500 | 0 | 0 | 0 | 0 | 0 | 0 | 0 | 0% | 0% | #NUM! | 0 | 0 | 0 | 0 | 0 | 0 | 0
[95 empty] | 823 | 424.5475 | 4 | 0 | 0 | 500 | 0 | 0 | 0 | 0 | 0 | 0 | 0 | 0% | 0% | #NUM! | 0 | 0 | 0 | 0 | 0 | 0 | 0
[95 empty] | 824 | 424.9115 | 4 | 0 | 0 | 500 | 0 | 0 | 0 | 0 | 0 | 0 | 0 | 0% | 0% | #NUM! | 0 | 0 | 0 | 0 | 0 | 0 | 0
[95 empty] | 825 | 425.2754 | 4 | 0 | 0 | 500 | 0 | 0 | 0 | 0 | 0 | 0 | 0 | 0% | 0% | #NUM! | 0 | 0 | 0 | 0 | 0 | 0 | 0
[95 empty] | 826 | 425.6394 | 4 | 0 | 0 | 500 | 0 | 0 | 0 | 0 | 0 | 0 | 0 | 0% | 0% | #NUM! | 0 | 0 | 0 | 0 | 0 | 0 | 0
[95 empty] | 827 | 426.0034 | 4 | 0 | 0 | 500 | 0 | 0 | 0 | 0 | 0 | 0 | 0 | 0% | 0% | #NUM! | 0 | 0 | 0 | 0 | 0 | 0 | 0
[95 empty] | 828 | 426.3674 | 4 | 0 | 0 | 500 | 0 | 0 | 0 | 0 | 0 | 0 | 0 | 0% | 0% | #NUM! | 0 | 0 | 0 | 0 | 0 | 0 | 0
[95 empty] | 829 | 426.7313 | 4 | 0 | 0 | 500 | 0 | 0 | 0 | 0 | 0 | 0 | 0 | 0% | 0% | #NUM! | 0 | 0 | 0 | 0 | 0 | 0 | 0
[95 empty] | 830 | 427.0953 | 4 | 0 | 0 | 500 | 0 | 0 | 0 | 0 | 0 | 0 | 0 | 0% | 0% | #NUM! | 0 | 0 | 0 | 0 | 0 | 0 | 0
[95 empty] | 831 | 427.4593 | 4 | 0 | 0 | 500 | 0 | 0 | 0 | 0 | 0 | 0 | 0 | 0% | 0% | #NUM! | 0 | 0 | 0 | 0 | 0 | 0 | 0
[95 empty] | 832 | 427.8232 | 4 | 0 | 0 | 500 | 0 | 0 | 0 | 0 | 0 | 0 | 0 | 0% | 0% | #NUM! | 0 | 0 | 0 | 0 | 0 | 0 | 0
[95 empty] | 833 | 428.1872 | 4 | 0 | 0 | 500 | 0 | 0 | 0 | 0 | 0 | 0 | 0 | 0% | 0% | #NUM! | 0 | 0 | 0 | 0 | 0 | 0 | 0
[95 empty] | 834 | 428.5512 | 4 | 0 | 0 | 500 | 0 | 0 | 0 | 0 | 0 | 0 | 0 | 0% | 0% | #NUM! | 0 | 0 | 0 | 0 | 0 | 0 | 0
[95 empty] | 835 | 428.9151 | 4 | 0 | 0 | 500 | 0 | 0 | 0 | 0 | 0 | 0 | 0 | 0% | 0% | #NUM! | 0 | 0 | 0 | 0 | 0 | 0 | 0
[95 empty] | 836 | 429.2791 | 4 | 0 | 0 | 500 | 0 | 0 | 0 | 0 | 0 | 0 | 0 | 0% | 0% | #NUM! | 0 | 0 | 0 | 0 | 0 | 0 | 0
[95 empty] | 837 | 429.6431 | 4 | 0 | 0 | 500 | 0 | 0 | 0 | 0 | 0 | 0 | 0 | 0% | 0% | #NUM! | 0 | 0 | 0 | 0 | 0 | 0 | 0
[95 empty] | 838 | 430.0071 | 4 | 0 | 0 | 500 | 0 | 0 | 0 | 0 | 0 | 0 | 0 | 0% | 0% | #NUM! | 0 | 0 | 0 | 0 | 0 | 0 | 0
[95 empty] | 839 | 430.371 | 4 | 0 | 0 | 500 | 0 | 0 | 0 | 0 | 0 | 0 | 0 | 0% | 0% | #NUM! | 0 | 0 | 0 | 0 | 0 | 0 | 0
[95 empty] | 840 | 430.735 | 4 | 0 | 0 | 500 | 0 | 0 | 0 | 0 | 0 | 0 | 0 | 0% | 0% | #NUM! | 0 | 0 | 0 | 0 | 0 | 0 | 0
[95 empty] | 841 | 431.099 | 4 | 0 | 0 | 500 | 0 | 0 | 0 | 0 | 0 | 0 | 0 | 0% | 0% | #NUM! | 0 | 0 | 0 | 0 | 0 | 0 | 0
[95 empty] | 842 | 431.4629 | 4 | 0 | 0 | 500 | 0 | 0 | 0 | 0 | 0 | 0 | 0 | 0% | 0% | #NUM! | 0 | 0 | 0 | 0 | 0 | 0 | 0
[95 empty] | 843 | 431.8269 | 4 | 0 | 0 | 500 | 0 | 0 | 0 | 0 | 0 | 0 | 0 | 0% | 0% | #NUM! | 0 | 0 | 0 | 0 | 0 | 0 | 0
[95 empty] | 844 | 432.1909 | 4 | 0 | 0 | 500 | 0 | 0 | 0 | 0 | 0 | 0 | 0 | 0% | 0% | #NUM! | 0 | 0 | 0 | 0 | 0 | 0 | 0
[95 empty] | 845 | 432.5548 | 4 | 0 | 0 | 500 | 0 | 0 | 0 | 0 | 0 | 0 | 0 | 0% | 0% | #NUM! | 0 | 0 | 0 | 0 | 0 | 0 | 0
[95 empty] | 846 | 432.9188 | 4 | 0 | 0 | 500 | 0 | 0 | 0 | 0 | 0 | 0 | 0 | 0% | 0% | #NUM! | 0 | 0 | 0 | 0 | 0 | 0 | 0
[95 empty] | 847 | 433.2828 | 4 | 0 | 0 | 500 | 0 | 0 | 0 | 0 | 0 | 0 | 0 | 0% | 0% | #NUM! | 0 | 0 | 0 | 0 | 0 | 0 | 0
[95 empty] | 848 | 433.6468 | 4 | 0 | 0 | 500 | 0 | 0 | 0 | 0 | 0 | 0 | 0 | 0% | 0% | #NUM! | 0 | 0 | 0 | 0 | 0 | 0 | 0
[95 empty] | 849 | 434.0107 | 4 | 0 | 0 | 500 | 0 | 0 | 0 | 0 | 0 | 0 | 0 | 0% | 0% | #NUM! | 0 | 0 | 0 | 0 | 0 | 0 | 0
[95 empty] | 850 | 434.3747 | 4 | 0 | 0 | 500 | 0 | 0 | 0 | 0 | 0 | 0 | 0 | 0% | 0% | #NUM! | 0 | 0 | 0 | 0 | 0 | 0 | 0
[95 empty] | 851 | 434.7387 | 4 | 0 | 0 | 500 | 0 | 0 | 0 | 0 | 0 | 0 | 0 | 0% | 0% | #NUM! | 0 | 0 | 0 | 0 | 0 | 0 | 0
[95 empty] | 852 | 435.1026 | 4 | 0 | 0 | 500 | 0 | 0 | 0 | 0 | 0 | 0 | 0 | 0% | 0% | #NUM! | 0 | 0 | 0 | 0 | 0 | 0 | 0
[95 empty] | 853 | 435.4666 | 4 | 0 | 0 | 500 | 0 | 0 | 0 | 0 | 0 | 0 | 0 | 0% | 0% | #NUM! | 0 | 0 | 0 | 0 | 0 | 0 | 0
[95 empty] | 854 | 435.8306 | 4 | 0 | 0 | 500 | 0 | 0 | 0 | 0 | 0 | 0 | 0 | 0% | 0% | #NUM! | 0 | 0 | 0 | 0 | 0 | 0 | 0
[95 empty] | 855 | 436.1946 | 4 | 0 | 0 | 500 | 0 | 0 | 0 | 0 | 0 | 0 | 0 | 0% | 0% | #NUM! | 0 | 0 | 0 | 0 | 0 | 0 | 0
[95 empty] | 856 | 436.5585 | 4 | 0 | 0 | 500 | 0 | 0 | 0 | 0 | 0 | 0 | 0 | 0% | 0% | #NUM! | 0 | 0 | 0 | 0 | 0 | 0 | 0
[95 empty] | 857 | 436.9225 | 4 | 0 | 0 | 500 | 0 | 0 | 0 | 0 | 0 | 0 | 0 | 0% | 0% | #NUM! | 0 | 0 | 0 | 0 | 0 | 0 | 0
[95 empty] | 858 | 437.2865 | 4 | 0 | 0 | 500 | 0 | 0 | 0 | 0 | 0 | 0 | 0 | 0% | 0% | #NUM! | 0 | 0 | 0 | 0 | 0 | 0 | 0
[95 empty] | 859 | 437.6504 | 4 | 0 | 0 | 500 | 0 | 0 | 0 | 0 | 0 | 0 | 0 | 0% | 0% | #NUM! | 0 | 0 | 0 | 0 | 0 | 0 | 0
[95 empty] | 860 | 438.0144 | 4 | 0 | 0 | 500 | 0 | 0 | 0 | 0 | 0 | 0 | 0 | 0% | 0% | #NUM! | 0 | 0 | 0 | 0 | 0 | 0 | 0
[95 empty] | 861 | 438.3784 | 4 | 0 | 0 | 500 | 0 | 0 | 0 | 0 | 0 | 0 | 0 | 0% | 0% | #NUM! | 0 | 0 | 0 | 0 | 0 | 0 | 0
[95 empty] | 862 | 438.7423 | 4 | 0 | 0 | 500 | 0 | 0 | 0 | 0 | 0 | 0 | 0 | 0% | 0% | #NUM! | 0 | 0 | 0 | 0 | 0 | 0 | 0
[95 empty] | 863 | 439.1063 | 4 | 0 | 0 | 500 | 0 | 0 | 0 | 0 | 0 | 0 | 0 | 0% | 0% | #NUM! | 0 | 0 | 0 | 0 | 0 | 0 | 0
[95 empty] | 864 | 439.4703 | 4 | 0 | 0 | 500 | 0 | 0 | 0 | 0 | 0 | 0 | 0 | 0% | 0% | #NUM! | 0 | 0 | 0 | 0 | 0 | 0 | 0
[95 empty] | 865 | 439.8343 | 4 | 0 | 0 | 500 | 0 | 0 | 0 | 0 | 0 | 0 | 0 | 0% | 0% | #NUM! | 0 | 0 | 0 | 0 | 0 | 0 | 0
[95 empty] | 866 | 440.1982 | 4 | 0 | 0 | 500 | 0 | 0 | 0 | 0 | 0 | 0 | 0 | 0% | 0% | #NUM! | 0 | 0 | 0 | 0 | 0 | 0 | 0
[95 empty] | 867 | 440.5622 | 4 | 0 | 0 | 500 | 0 | 0 | 0 | 0 | 0 | 0 | 0 | 0% | 0% | #NUM! | 0 | 0 | 0 | 0 | 0 | 0 | 0
[95 empty] | 868 | 440.9262 | 4 | 0 | 0 | 500 | 0 | 0 | 0 | 0 | 0 | 0 | 0 | 0% | 0% | #NUM! | 0 | 0 | 0 | 0 | 0 | 0 | 0
[95 empty] | 869 | 441.2901 | 4 | 0 | 0 | 500 | 0 | 0 | 0 | 0 | 0 | 0 | 0 | 0% | 0% | #NUM! | 0 | 0 | 0 | 0 | 0 | 0 | 0
[95 empty] | 870 | 441.6541 | 4 | 0 | 0 | 500 | 0 | 0 | 0 | 0 | 0 | 0 | 0 | 0% | 0% | #NUM! | 0 | 0 | 0 | 0 | 0 | 0 | 0
[95 empty] | 871 | 442.0181 | 4 | 0 | 0 | 500 | 0 | 0 | 0 | 0 | 0 | 0 | 0 | 0% | 0% | #NUM! | 0 | 0 | 0 | 0 | 0 | 0 | 0
[95 empty] | 872 | 442.382 | 4 | 0 | 0 | 500 | 0 | 0 | 0 | 0 | 0 | 0 | 0 | 0% | 0% | #NUM! | 0 | 0 | 0 | 0 | 0 | 0 | 0
[95 empty] | 873 | 442.746 | 4 | 0 | 0 | 500 | 0 | 0 | 0 | 0 | 0 | 0 | 0 | 0% | 0% | #NUM! | 0 | 0 | 0 | 0 | 0 | 0 | 0
[95 empty] | 874 | 443.11 | 4 | 0 | 0 | 500 | 0 | 0 | 0 | 0 | 0 | 0 | 0 | 0% | 0% | #NUM! | 0 | 0 | 0 | 0 | 0 | 0 | 0
[95 empty] | 875 | 443.474 | 4 | 0 | 0 | 500 | 0 | 0 | 0 | 0 | 0 | 0 | 0 | 0% | 0% | #NUM! | 0 | 0 | 0 | 0 | 0 | 0 | 0
[95 empty] | 876 | 443.8379 | 4 | 0 | 0 | 500 | 0 | 0 | 0 | 0 | 0 | 0 | 0 | 0% | 0% | #NUM! | 0 | 0 | 0 | 0 | 0 | 0 | 0
[95 empty] | 877 | 444.2019 | 4 | 0 | 0 | 500 | 0 | 0 | 0 | 0 | 0 | 0 | 0 | 0% | 0% | #NUM! | 0 | 0 | 0 | 0 | 0 | 0 | 0
[95 empty] | 878 | 444.5659 | 4 | 0 | 0 | 500 | 0 | 0 | 0 | 0 | 0 | 0 | 0 | 0% | 0% | #NUM! | 0 | 0 | 0 | 0 | 0 | 0 | 0
[95 empty] | 879 | 444.9298 | 4 | 0 | 0 | 500 | 0 | 0 | 0 | 0 | 0 | 0 | 0 | 0% | 0% | #NUM! | 0 | 0 | 0 | 0 | 0 | 0 | 0
[95 empty] | 880 | 445.2938 | 4 | 0 | 0 | 500 | 0 | 0 | 0 | 0 | 0 | 0 | 0 | 0% | 0% | #NUM! | 0 | 0 | 0 | 0 | 0 | 0 | 0
[95 empty] | 881 | 445.6578 | 4 | 0 | 0 | 500 | 0 | 0 | 0 | 0 | 0 | 0 | 0 | 0% | 0% | #NUM! | 0 | 0 | 0 | 0 | 0 | 0 | 0
[95 empty] | 882 | 446.0217 | 4 | 0 | 0 | 500 | 0 | 0 | 0 | 0 | 0 | 0 | 0 | 0% | 0% | #NUM! | 0 | 0 | 0 | 0 | 0 | 0 | 0
[95 empty] | 883 | 446.3857 | 4 | 0 | 0 | 500 | 0 | 0 | 0 | 0 | 0 | 0 | 0 | 0% | 0% | #NUM! | 0 | 0 | 0 | 0 | 0 | 0 | 0
[95 empty] | 884 | 446.7497 | 4 | 0 | 0 | 500 | 0 | 0 | 0 | 0 | 0 | 0 | 0 | 0% | 0% | #NUM! | 0 | 0 | 0 | 0 | 0 | 0 | 0
[95 empty] | 885 | 447.1137 | 4 | 0 | 0 | 500 | 0 | 0 | 0 | 0 | 0 | 0 | 0 | 0% | 0% | #NUM! | 0 | 0 | 0 | 0 | 0 | 0 | 0
[95 empty] | 886 | 447.4776 | 4 | 0 | 0 | 500 | 0 | 0 | 0 | 0 | 0 | 0 | 0 | 0% | 0% | #NUM! | 0 | 0 | 0 | 0 | 0 | 0 | 0
[95 empty] | 887 | 447.8416 | 4 | 0 | 0 | 500 | 0 | 0 | 0 | 0 | 0 | 0 | 0 | 0% | 0% | #NUM! | 0 | 0 | 0 | 0 | 0 | 0 | 0
[95 empty] | 888 | 448.2056 | 4 | 0 | 0 | 500 | 0 | 0 | 0 | 0 | 0 | 0 | 0 | 0% | 0% | #NUM! | 0 | 0 | 0 | 0 | 0 | 0 | 0
[95 empty] | 889 | 448.5695 | 4 | 0 | 0 | 500 | 0 | 0 | 0 | 0 | 0 | 0 | 0 | 0% | 0% | #NUM! | 0 | 0 | 0 | 0 | 0 | 0 | 0
[95 empty] | 890 | 448.9335 | 4 | 0 | 0 | 500 | 0 | 0 | 0 | 0 | 0 | 0 | 0 | 0% | 0% | #NUM! | 0 | 0 | 0 | 0 | 0 | 0 | 0
[95 empty] | 891 | 449.2975 | 4 | 0 | 0 | 500 | 0 | 0 | 0 | 0 | 0 | 0 | 0 | 0% | 0% | #NUM! | 0 | 0 | 0 | 0 | 0 | 0 | 0
[95 empty] | 892 | 449.6614 | 4 | 0 | 0 | 500 | 0 | 0 | 0 | 0 | 0 | 0 | 0 | 0% | 0% | #NUM! | 0 | 0 | 0 | 0 | 0 | 0 | 0
[95 empty] | 893 | 450.0254 | 4 | 0 | 0 | 500 | 0 | 0 | 0 | 0 | 0 | 0 | 0 | 0% | 0% | #NUM! | 0 | 0 | 0 | 0 | 0 | 0 | 0
[95 empty] | 894 | 450.3894 | 4 | 0 | 0 | 500 | 0 | 0 | 0 | 0 | 0 | 0 | 0 | 0% | 0% | #NUM! | 0 | 0 | 0 | 0 | 0 | 0 | 0
[95 empty] | 895 | 450.7534 | 4 | 0 | 0 | 500 | 0 | 0 | 0 | 0 | 0 | 0 | 0 | 0% | 0% | #NUM! | 0 | 0 | 0 | 0 | 0 | 0 | 0
[95 empty] | 896 | 451.1173 | 4 | 0 | 0 | 500 | 0 | 0 | 0 | 0 | 0 | 0 | 0 | 0% | 0% | #NUM! | 0 | 0 | 0 | 0 | 0 | 0 | 0
[95 empty] | 897 | 451.4813 | 4 | 0 | 0 | 500 | 0 | 0 | 0 | 0 | 0 | 0 | 0 | 0% | 0% | #NUM! | 0 | 0 | 0 | 0 | 0 | 0 | 0
[95 empty] | 898 | 451.8453 | 4 | 0 | 0 | 500 | 0 | 0 | 0 | 0 | 0 | 0 | 0 | 0% | 0% | #NUM! | 0 | 0 | 0 | 0 | 0 | 0 | 0
[95 empty] | 899 | 452.2092 | 4 | 0 | 0 | 500 | 0 | 0 | 0 | 0 | 0 | 0 | 0 | 0% | 0% | #NUM! | 0 | 0 | 0 | 0 | 0 | 0 | 0
[95 empty] | 900 | 452.5732 | 4 | 0 | 0 | 500 | 0 | 0 | 0 | 0 | 0 | 0 | 0 | 0% | 0% | #NUM! | 0 | 0 | 0 | 0 | 0 | 0 | 0
[95 empty] | 901 | 452.9372 | 4 | 0 | 0 | 500 | 0 | 0 | 0 | 0 | 0 | 0 | 0 | 0% | 0% | #NUM! | 0 | 0 | 0 | 0 | 0 | 0 | 0
[95 empty] | 902 | 453.3012 | 4 | 0 | 0 | 500 | 0 | 0 | 0 | 0 | 0 | 0 | 0 | 0% | 0% | #NUM! | 0 | 0 | 0 | 0 | 0 | 0 | 0
[95 empty] | 903 | 453.6651 | 4 | 0 | 0 | 500 | 0 | 0 | 0 | 0 | 0 | 0 | 0 | 0% | 0% | #NUM! | 0 | 0 | 0 | 0 | 0 | 0 | 0
[95 empty] | 904 | 454.0291 | 4 | 0 | 0 | 500 | 0 | 0 | 0 | 0 | 0 | 0 | 0 | 0% | 0% | #NUM! | 0 | 0 | 0 | 0 | 0 | 0 | 0
[95 empty] | 905 | 454.3931 | 4 | 0 | 0 | 500 | 0 | 0 | 0 | 0 | 0 | 0 | 0 | 0% | 0% | #NUM! | 0 | 0 | 0 | 0 | 0 | 0 | 0
[95 empty] | 906 | 454.757 | 4 | 0 | 0 | 500 | 0 | 0 | 0 | 0 | 0 | 0 | 0 | 0% | 0% | #NUM! | 0 | 0 | 0 | 0 | 0 | 0 | 0
[95 empty] | 907 | 455.121 | 4 | 0 | 0 | 500 | 0 | 0 | 0 | 0 | 0 | 0 | 0 | 0% | 0% | #NUM! | 0 | 0 | 0 | 0 | 0 | 0 | 0
[95 empty] | 908 | 455.485 | 4 | 0 | 0 | 500 | 0 | 0 | 0 | 0 | 0 | 0 | 0 | 0% | 0% | #NUM! | 0 | 0 | 0 | 0 | 0 | 0 | 0
[95 empty] | 909 | 455.8489 | 4 | 0 | 0 | 500 | 0 | 0 | 0 | 0 | 0 | 0 | 0 | 0% | 0% | #NUM! | 0 | 0 | 0 | 0 | 0 | 0 | 0
[95 empty] | 910 | 456.2129 | 4 | 0 | 0 | 500 | 0 | 0 | 0 | 0 | 0 | 0 | 0 | 0% | 0% | #NUM! | 0 | 0 | 0 | 0 | 0 | 0 | 0
[95 empty] | 911 | 456.5769 | 4 | 0 | 0 | 500 | 0 | 0 | 0 | 0 | 0 | 0 | 0 | 0% | 0% | #NUM! | 0 | 0 | 0 | 0 | 0 | 0 | 0
[95 empty] | 912 | 456.9409 | 4 | 0 | 0 | 500 | 0 | 0 | 0 | 0 | 0 | 0 | 0 | 0% | 0% | #NUM! | 0 | 0 | 0 | 0 | 0 | 0 | 0
[95 empty] | 913 | 457.3048 | 4 | 0 | 0 | 500 | 0 | 0 | 0 | 0 | 0 | 0 | 0 | 0% | 0% | #NUM! | 0 | 0 | 0 | 0 | 0 | 0 | 0
[95 empty] | 914 | 457.6688 | 4 | 0 | 0 | 500 | 0 | 0 | 0 | 0 | 0 | 0 | 0 | 0% | 0% | #NUM! | 0 | 0 | 0 | 0 | 0 | 0 | 0
[95 empty] | 915 | 458.0328 | 4 | 0 | 0 | 500 | 0 | 0 | 0 | 0 | 0 | 0 | 0 | 0% | 0% | #NUM! | 0 | 0 | 0 | 0 | 0 | 0 | 0
[95 empty] | 916 | 458.3967 | 4 | 0 | 0 | 500 | 0 | 0 | 0 | 0 | 0 | 0 | 0 | 0% | 0% | #NUM! | 0 | 0 | 0 | 0 | 0 | 0 | 0
[95 empty] | 917 | 458.7607 | 4 | 0 | 0 | 500 | 0 | 0 | 0 | 0 | 0 | 0 | 0 | 0% | 0% | #NUM! | 0 | 0 | 0 | 0 | 0 | 0 | 0
[95 empty] | 918 | 459.1247 | 4 | 0 | 0 | 500 | 0 | 0 | 0 | 0 | 0 | 0 | 0 | 0% | 0% | #NUM! | 0 | 0 | 0 | 0 | 0 | 0 | 0
[95 empty] | 919 | 459.4886 | 4 | 0 | 0 | 500 | 0 | 0 | 0 | 0 | 0 | 0 | 0 | 0% | 0% | #NUM! | 0 | 0 | 0 | 0 | 0 | 0 | 0
[95 empty] | 920 | 459.8526 | 4 | 0 | 0 | 500 | 0 | 0 | 0 | 0 | 0 | 0 | 0 | 0% | 0% | #NUM! | 0 | 0 | 0 | 0 | 0 | 0 | 0
[95 empty] | 921 | 460.2166 | 4 | 0 | 0 | 500 | 0 | 0 | 0 | 0 | 0 | 0 | 0 | 0% | 0% | #NUM! | 0 | 0 | 0 | 0 | 0 | 0 | 0
[95 empty] | 922 | 460.5806 | 4 | 0 | 0 | 500 | 0 | 0 | 0 | 0 | 0 | 0 | 0 | 0% | 0% | #NUM! | 0 | 0 | 0 | 0 | 0 | 0 | 0
[95 empty] | 923 | 460.9445 | 4 | 0 | 0 | 500 | 0 | 0 | 0 | 0 | 0 | 0 | 0 | 0% | 0% | #NUM! | 0 | 0 | 0 | 0 | 0 | 0 | 0
[95 empty] | 924 | 461.3085 | 4 | 0 | 0 | 500 | 0 | 0 | 0 | 0 | 0 | 0 | 0 | 0% | 0% | #NUM! | 0 | 0 | 0 | 0 | 0 | 0 | 0
[95 empty] | 925 | 461.6725 | 4 | 0 | 0 | 500 | 0 | 0 | 0 | 0 | 0 | 0 | 0 | 0% | 0% | #NUM! | 0 | 0 | 0 | 0 | 0 | 0 | 0
[95 empty] | 926 | 462.0364 | 4 | 0 | 0 | 500 | 0 | 0 | 0 | 0 | 0 | 0 | 0 | 0% | 0% | #NUM! | 0 | 0 | 0 | 0 | 0 | 0 | 0
[95 empty] | 927 | 462.4004 | 4 | 0 | 0 | 500 | 0 | 0 | 0 | 0 | 0 | 0 | 0 | 0% | 0% | #NUM! | 0 | 0 | 0 | 0 | 0 | 0 | 0
[95 empty] | 928 | 462.7644 | 4 | 0 | 0 | 500 | 0 | 0 | 0 | 0 | 0 | 0 | 0 | 0% | 0% | #NUM! | 0 | 0 | 0 | 0 | 0 | 0 | 0
[95 empty] | 929 | 463.1283 | 4 | 0 | 0 | 500 | 0 | 0 | 0 | 0 | 0 | 0 | 0 | 0% | 0% | #NUM! | 0 | 0 | 0 | 0 | 0 | 0 | 0
[95 empty] | 930 | 463.4923 | 4 | 0 | 0 | 500 | 0 | 0 | 0 | 0 | 0 | 0 | 0 | 0% | 0% | #NUM! | 0 | 0 | 0 | 0 | 0 | 0 | 0
[95 empty] | 931 | 463.8563 | 4 | 0 | 0 | 500 | 0 | 0 | 0 | 0 | 0 | 0 | 0 | 0% | 0% | #NUM! | 0 | 0 | 0 | 0 | 0 | 0 | 0
[95 empty] | 932 | 464.2203 | 4 | 0 | 0 | 500 | 0 | 0 | 0 | 0 | 0 | 0 | 0 | 0% | 0% | #NUM! | 0 | 0 | 0 | 0 | 0 | 0 | 0
[95 empty] | 933 | 464.5842 | 4 | 0 | 0 | 500 | 0 | 0 | 0 | 0 | 0 | 0 | 0 | 0% | 0% | #NUM! | 0 | 0 | 0 | 0 | 0 | 0 | 0
[95 empty] | 934 | 464.9482 | 4 | 0 | 0 | 500 | 0 | 0 | 0 | 0 | 0 | 0 | 0 | 0% | 0% | #NUM! | 0 | 0 | 0 | 0 | 0 | 0 | 0
[95 empty] | 935 | 465.3122 | 4 | 0 | 0 | 500 | 0 | 0 | 0 | 0 | 0 | 0 | 0 | 0% | 0% | #NUM! | 0 | 0 | 0 | 0 | 0 | 0 | 0
[95 empty] | 936 | 465.6761 | 4 | 0 | 0 | 500 | 0 | 0 | 0 | 0 | 0 | 0 | 0 | 0% | 0% | #NUM! | 0 | 0 | 0 | 0 | 0 | 0 | 0
[95 empty] | 937 | 466.0401 | 4 | 0 | 0 | 500 | 0 | 0 | 0 | 0 | 0 | 0 | 0 | 0% | 0% | #NUM! | 0 | 0 | 0 | 0 | 0 | 0 | 0
[95 empty] | 938 | 466.4041 | 4 | 0 | 0 | 500 | 0 | 0 | 0 | 0 | 0 | 0 | 0 | 0% | 0% | #NUM! | 0 | 0 | 0 | 0 | 0 | 0 | 0
[95 empty] | 939 | 466.768 | 4 | 0 | 0 | 500 | 0 | 0 | 0 | 0 | 0 | 0 | 0 | 0% | 0% | #NUM! | 0 | 0 | 0 | 0 | 0 | 0 | 0
[95 empty] | 940 | 467.132 | 4 | 0 | 0 | 500 | 0 | 0 | 0 | 0 | 0 | 0 | 0 | 0% | 0% | #NUM! | 0 | 0 | 0 | 0 | 0 | 0 | 0
[95 empty] | 941 | 467.496 | 4 | 0 | 0 | 500 | 0 | 0 | 0 | 0 | 0 | 0 | 0 | 0% | 0% | #NUM! | 0 | 0 | 0 | 0 | 0 | 0 | 0
[95 empty] | 942 | 467.86 | 4 | 0 | 0 | 500 | 0 | 0 | 0 | 0 | 0 | 0 | 0 | 0% | 0% | #NUM! | 0 | 0 | 0 | 0 | 0 | 0 | 0
[95 empty] | 943 | 468.2239 | 4 | 0 | 0 | 500 | 0 | 0 | 0 | 0 | 0 | 0 | 0 | 0% | 0% | #NUM! | 0 | 0 | 0 | 0 | 0 | 0 | 0
[95 empty] | 944 | 468.5879 | 4 | 0 | 0 | 500 | 0 | 0 | 0 | 0 | 0 | 0 | 0 | 0% | 0% | #NUM! | 0 | 0 | 0 | 0 | 0 | 0 | 0
[95 empty] | 945 | 468.9519 | 4 | 0 | 0 | 500 | 0 | 0 | 0 | 0 | 0 | 0 | 0 | 0% | 0% | #NUM! | 0 | 0 | 0 | 0 | 0 | 0 | 0
[95 empty] | 946 | 469.3158 | 4 | 0 | 0 | 500 | 0 | 0 | 0 | 0 | 0 | 0 | 0 | 0% | 0% | #NUM! | 0 | 0 | 0 | 0 | 0 | 0 | 0
[95 empty] | 947 | 469.6798 | 4 | 0 | 0 | 500 | 0 | 0 | 0 | 0 | 0 | 0 | 0 | 0% | 0% | #NUM! | 0 | 0 | 0 | 0 | 0 | 0 | 0
[95 empty] | 948 | 470.0438 | 4 | 0 | 0 | 500 | 0 | 0 | 0 | 0 | 0 | 0 | 0 | 0% | 0% | #NUM! | 0 | 0 | 0 | 0 | 0 | 0 | 0
[95 empty] | 949 | 470.4078 | 4 | 0 | 0 | 500 | 0 | 0 | 0 | 0 | 0 | 0 | 0 | 0% | 0% | #NUM! | 0 | 0 | 0 | 0 | 0 | 0 | 0
[95 empty] | 950 | 470.7717 | 4 | 0 | 0 | 500 | 0 | 0 | 0 | 0 | 0 | 0 | 0 | 0% | 0% | #NUM! | 0 | 0 | 0 | 0 | 0 | 0 | 0
[95 empty] | 951 | 471.1357 | 4 | 0 | 0 | 500 | 0 | 0 | 0 | 0 | 0 | 0 | 0 | 0% | 0% | #NUM! | 0 | 0 | 0 | 0 | 0 | 0 | 0
[95 empty] | 952 | 471.4997 | 4 | 0 | 0 | 500 | 0 | 0 | 0 | 0 | 0 | 0 | 0 | 0% | 0% | #NUM! | 0 | 0 | 0 | 0 | 0 | 0 | 0
[95 empty] | 953 | 471.8636 | 4 | 0 | 0 | 500 | 0 | 0 | 0 | 0 | 0 | 0 | 0 | 0% | 0% | #NUM! | 0 | 0 | 0 | 0 | 0 | 0 | 0
[95 empty] | 954 | 472.2276 | 4 | 0 | 0 | 500 | 0 | 0 | 0 | 0 | 0 | 0 | 0 | 0% | 0% | #NUM! | 0 | 0 | 0 | 0 | 0 | 0 | 0
[95 empty] | 955 | 472.5916 | 4 | 0 | 0 | 500 | 0 | 0 | 0 | 0 | 0 | 0 | 0 | 0% | 0% | #NUM! | 0 | 0 | 0 | 0 | 0 | 0 | 0
[95 empty] | 956 | 472.9555 | 4 | 0 | 0 | 500 | 0 | 0 | 0 | 0 | 0 | 0 | 0 | 0% | 0% | #NUM! | 0 | 0 | 0 | 0 | 0 | 0 | 0
[95 empty] | 957 | 473.3195 | 4 | 0 | 0 | 500 | 0 | 0 | 0 | 0 | 0 | 0 | 0 | 0% | 0% | #NUM! | 0 | 0 | 0 | 0 | 0 | 0 | 0
[95 empty] | 958 | 473.6835 | 4 | 0 | 0 | 500 | 0 | 0 | 0 | 0 | 0 | 0 | 0 | 0% | 0% | #NUM! | 0 | 0 | 0 | 0 | 0 | 0 | 0
[95 empty] | 959 | 474.0475 | 4 | 0 | 0 | 500 | 0 | 0 | 0 | 0 | 0 | 0 | 0 | 0% | 0% | #NUM! | 0 | 0 | 0 | 0 | 0 | 0 | 0
[95 empty] | 960 | 474.4114 | 4 | 0 | 0 | 500 | 0 | 0 | 0 | 0 | 0 | 0 | 0 | 0% | 0% | #NUM! | 0 | 0 | 0 | 0 | 0 | 0 | 0
[95 empty] | 961 | 474.7754 | 4 | 0 | 0 | 500 | 0 | 0 | 0 | 0 | 0 | 0 | 0 | 0% | 0% | #NUM! | 0 | 0 | 0 | 0 | 0 | 0 | 0
[95 empty] | 962 | 475.1394 | 4 | 0 | 0 | 500 | 0 | 0 | 0 | 0 | 0 | 0 | 0 | 0% | 0% | #NUM! | 0 | 0 | 0 | 0 | 0 | 0 | 0
[95 empty] | 963 | 475.5033 | 4 | 0 | 0 | 500 | 0 | 0 | 0 | 0 | 0 | 0 | 0 | 0% | 0% | #NUM! | 0 | 0 | 0 | 0 | 0 | 0 | 0
[95 empty] | 964 | 475.8673 | 4 | 0 | 0 | 500 | 0 | 0 | 0 | 0 | 0 | 0 | 0 | 0% | 0% | #NUM! | 0 | 0 | 0 | 0 | 0 | 0 | 0
[95 empty] | 965 | 476.2313 | 4 | 0 | 0 | 500 | 0 | 0 | 0 | 0 | 0 | 0 | 0 | 0% | 0% | #NUM! | 0 | 0 | 0 | 0 | 0 | 0 | 0
[95 empty] | 966 | 476.5952 | 4 | 0 | 0 | 500 | 0 | 0 | 0 | 0 | 0 | 0 | 0 | 0% | 0% | #NUM! | 0 | 0 | 0 | 0 | 0 | 0 | 0
[95 empty] | 967 | 476.9592 | 4 | 0 | 0 | 500 | 0 | 0 | 0 | 0 | 0 | 0 | 0 | 0% | 0% | #NUM! | 0 | 0 | 0 | 0 | 0 | 0 | 0
[95 empty] | 968 | 477.3232 | 4 | 0 | 0 | 500 | 0 | 0 | 0 | 0 | 0 | 0 | 0 | 0% | 0% | #NUM! | 0 | 0 | 0 | 0 | 0 | 0 | 0
[95 empty] | 969 | 477.6872 | 4 | 0 | 0 | 500 | 0 | 0 | 0 | 0 | 0 | 0 | 0 | 0% | 0% | #NUM! | 0 | 0 | 0 | 0 | 0 | 0 | 0
[95 empty] | 970 | 478.0511 | 4 | 0 | 0 | 500 | 0 | 0 | 0 | 0 | 0 | 0 | 0 | 0% | 0% | #NUM! | 0 | 0 | 0 | 0 | 0 | 0 | 0
[95 empty] | 971 | 478.4151 | 4 | 0 | 0 | 500 | 0 | 0 | 0 | 0 | 0 | 0 | 0 | 0% | 0% | #NUM! | 0 | 0 | 0 | 0 | 0 | 0 | 0
[95 empty] | 972 | 478.7791 | 4 | 0 | 0 | 500 | 0 | 0 | 0 | 0 | 0 | 0 | 0 | 0% | 0% | #NUM! | 0 | 0 | 0 | 0 | 0 | 0 | 0
[95 empty] | 973 | 479.143 | 4 | 0 | 0 | 500 | 0 | 0 | 0 | 0 | 0 | 0 | 0 | 0% | 0% | #NUM! | 0 | 0 | 0 | 0 | 0 | 0 | 0
[95 empty] | 974 | 479.507 | 4 | 0 | 0 | 500 | 0 | 0 | 0 | 0 | 0 | 0 | 0 | 0% | 0% | #NUM! | 0 | 0 | 0 | 0 | 0 | 0 | 0
[95 empty] | 975 | 479.871 | 4 | 0 | 0 | 500 | 0 | 0 | 0 | 0 | 0 | 0 | 0 | 0% | 0% | #NUM! | 0 | 0 | 0 | 0 | 0 | 0 | 0
[95 empty] | 976 | 480.2349 | 4 | 0 | 0 | 500 | 0 | 0 | 0 | 0 | 0 | 0 | 0 | 0% | 0% | #NUM! | 0 | 0 | 0 | 0 | 0 | 0 | 0
[95 empty] | 977 | 480.5989 | 4 | 0 | 0 | 500 | 0 | 0 | 0 | 0 | 0 | 0 | 0 | 0% | 0% | #NUM! | 0 | 0 | 0 | 0 | 0 | 0 | 0
[95 empty] | 978 | 480.9629 | 4 | 0 | 0 | 500 | 0 | 0 | 0 | 0 | 0 | 0 | 0 | 0% | 0% | #NUM! | 0 | 0 | 0 | 0 | 0 | 0 | 0
[95 empty] | 979 | 481.3269 | 4 | 0 | 0 | 500 | 0 | 0 | 0 | 0 | 0 | 0 | 0 | 0% | 0% | #NUM! | 0 | 0 | 0 | 0 | 0 | 0 | 0
[95 empty] | 980 | 481.6908 | 4 | 0 | 0 | 500 | 0 | 0 | 0 | 0 | 0 | 0 | 0 | 0% | 0% | #NUM! | 0 | 0 | 0 | 0 | 0 | 0 | 0
[95 empty] | 981 | 482.0548 | 4 | 0 | 0 | 500 | 0 | 0 | 0 | 0 | 0 | 0 | 0 | 0% | 0% | #NUM! | 0 | 0 | 0 | 0 | 0 | 0 | 0
[95 empty] | 982 | 482.4188 | 4 | 0 | 0 | 500 | 0 | 0 | 0 | 0 | 0 | 0 | 0 | 0% | 0% | #NUM! | 0 | 0 | 0 | 0 | 0 | 0 | 0
[95 empty] | 983 | 482.7827 | 4 | 0 | 0 | 500 | 0 | 0 | 0 | 0 | 0 | 0 | 0 | 0% | 0% | #NUM! | 0 | 0 | 0 | 0 | 0 | 0 | 0
[95 empty] | 984 | 483.1467 | 4 | 0 | 0 | 500 | 0 | 0 | 0 | 0 | 0 | 0 | 0 | 0% | 0% | #NUM! | 0 | 0 | 0 | 0 | 0 | 0 | 0
[95 empty] | 985 | 483.5107 | 4 | 0 | 0 | 500 | 0 | 0 | 0 | 0 | 0 | 0 | 0 | 0% | 0% | #NUM! | 0 | 0 | 0 | 0 | 0 | 0 | 0
[95 empty] | 986 | 483.8747 | 4 | 0 | 0 | 500 | 0 | 0 | 0 | 0 | 0 | 0 | 0 | 0% | 0% | #NUM! | 0 | 0 | 0 | 0 | 0 | 0 | 0
[95 empty] | 987 | 484.2386 | 4 | 0 | 0 | 500 | 0 | 0 | 0 | 0 | 0 | 0 | 0 | 0% | 0% | #NUM! | 0 | 0 | 0 | 0 | 0 | 0 | 0
[95 empty] | 988 | 484.6026 | 4 | 0 | 0 | 500 | 0 | 0 | 0 | 0 | 0 | 0 | 0 | 0% | 0% | #NUM! | 0 | 0 | 0 | 0 | 0 | 0 | 0
[95 empty] | 989 | 484.9666 | 4 | 0 | 0 | 500 | 0 | 0 | 0 | 0 | 0 | 0 | 0 | 0% | 0% | #NUM! | 0 | 0 | 0 | 0 | 0 | 0 | 0
[95 empty] | 990 | 485.3305 | 4 | 0 | 0 | 500 | 0 | 0 | 0 | 0 | 0 | 0 | 0 | 0% | 0% | #NUM! | 0 | 0 | 0 | 0 | 0 | 0 | 0
[95 empty] | 991 | 485.6945 | 4 | 0 | 0 | 500 | 0 | 0 | 0 | 0 | 0 | 0 | 0 | 0% | 0% | #NUM! | 0 | 0 | 0 | 0 | 0 | 0 | 0
[95 empty] | 992 | 486.0585 | 4 | 0 | 0 | 500 | 0 | 0 | 0 | 0 | 0 | 0 | 0 | 0% | 0% | #NUM! | 0 | 0 | 0 | 0 | 0 | 0 | 0
[95 empty] | 993 | 486.4224 | 4 | 0 | 0 | 500 | 0 | 0 | 0 | 0 | 0 | 0 | 0 | 0% | 0% | #NUM! | 0 | 0 | 0 | 0 | 0 | 0 | 0
[95 empty] | 994 | 486.7864 | 4 | 0 | 0 | 500 | 0 | 0 | 0 | 0 | 0 | 0 | 0 | 0% | 0% | #NUM! | 0 | 0 | 0 | 0 | 0 | 0 | 0
[95 empty] | 995 | 487.1504 | 4 | 0 | 0 | 500 | 0 | 0 | 0 | 0 | 0 | 0 | 0 | 0% | 0% | #NUM! | 0 | 0 | 0 | 0 | 0 | 0 | 0
[95 empty] | 996 | 487.5144 | 4 | 0 | 0 | 500 | 0 | 0 | 0 | 0 | 0 | 0 | 0 | 0% | 0% | #NUM! | 0 | 0 | 0 | 0 | 0 | 0 | 0
[95 empty] | 997 | 487.8783 | 4 | 0 | 0 | 500 | 0 | 0 | 0 | 0 | 0 | 0 | 0 | 0% | 0% | #NUM! | 0 | 0 | 0 | 0 | 0 | 0 | 0
[95 empty] | 998 | 488.2423 | 4 | 0 | 0 | 500 | 0 | 0 | 0 | 0 | 0 | 0 | 0 | 0% | 0% | #NUM! | 0 | 0 | 0 | 0 | 0 | 0 | 0
[95 empty] | 999 | 488.6063 | 4 | 0 | 0 | 500 | 0 | 0 | 0 | 0 | 0 | 0 | 0 | 0% | 0% | #NUM! | 0 | 0 | 0 | 0 | 0 | 0 | 0
[95 empty] | 1000 | 488.9702 | 4 | 0 | 0 | 500 | 0 | 0 | 0 | 0 | 0 | 0 | 0 | 0% | 0% | #NUM! | 0 | 0 | 0 | 0 | 0 | 0 | 0
[95 empty] | 1001 | 489.3342 | 4 | 0 | 0 | 500 | 0 | 0 | 0 | 0 | 0 | 0 | 0 | 0% | 0% | #NUM! | 0 | 0 | 0 | 0 | 0 | 0 | 0
[95 empty] | 1002 | 489.6982 | 4 | 0 | 0 | 500 | 0 | 0 | 0 | 0 | 0 | 0 | 0 | 0% | 0% | #NUM! | 0 | 0 | 0 | 0 | 0 | 0 | 0
[95 empty] | 1003 | 490.0621 | 4 | 0 | 0 | 500 | 0 | 0 | 0 | 0 | 0 | 0 | 0 | 0% | 0% | #NUM! | 0 | 0 | 0 | 0 | 0 | 0 | 0
[95 empty] | 1004 | 490.4261 | 4 | 0 | 0 | 500 | 0 | 0 | 0 | 0 | 0 | 0 | 0 | 0% | 0% | #NUM! | 0 | 0 | 0 | 0 | 0 | 0 | 0
[95 empty] | 1005 | 490.7901 | 4 | 0 | 0 | 500 | 0 | 0 | 0 | 0 | 0 | 0 | 0 | 0% | 0% | #NUM! | 0 | 0 | 0 | 0 | 0 | 0 | 0
[95 empty] | 1006 | 491.1541 | 4 | 0 | 0 | 500 | 0 | 0 | 0 | 0 | 0 | 0 | 0 | 0% | 0% | #NUM! | 0 | 0 | 0 | 0 | 0 | 0 | 0
[95 empty] | 1007 | 491.518 | 4 | 0 | 0 | 500 | 0 | 0 | 0 | 0 | 0 | 0 | 0 | 0% | 0% | #NUM! | 0 | 0 | 0 | 0 | 0 | 0 | 0
[95 empty] | 1008 | 491.882 | 4 | 0 | 0 | 500 | 0 | 0 | 0 | 0 | 0 | 0 | 0 | 0% | 0% | #NUM! | 0 | 0 | 0 | 0 | 0 | 0 | 0
[95 empty] | 1009 | 492.246 | 4 | 0 | 0 | 500 | 0 | 0 | 0 | 0 | 0 | 0 | 0 | 0% | 0% | #NUM! | 0 | 0 | 0 | 0 | 0 | 0 | 0
[95 empty] | 1010 | 492.6099 | 4 | 0 | 0 | 500 | 0 | 0 | 0 | 0 | 0 | 0 | 0 | 0% | 0% | #NUM! | 0 | 0 | 0 | 0 | 0 | 0 | 0
[95 empty] | 1011 | 492.9739 | 4 | 0 | 0 | 500 | 0 | 0 | 0 | 0 | 0 | 0 | 0 | 0% | 0% | #NUM! | 0 | 0 | 0 | 0 | 0 | 0 | 0
[95 empty] | 1012 | 493.3379 | 4 | 0 | 0 | 500 | 0 | 0 | 0 | 0 | 0 | 0 | 0 | 0% | 0% | #NUM! | 0 | 0 | 0 | 0 | 0 | 0 | 0
[95 empty] | 1013 | 493.7018 | 4 | 0 | 0 | 500 | 0 | 0 | 0 | 0 | 0 | 0 | 0 | 0% | 0% | #NUM! | 0 | 0 | 0 | 0 | 0 | 0 | 0
[95 empty] | 1014 | 494.0658 | 4 | 0 | 0 | 500 | 0 | 0 | 0 | 0 | 0 | 0 | 0 | 0% | 0% | #NUM! | 0 | 0 | 0 | 0 | 0 | 0 | 0
[95 empty] | 1015 | 494.4298 | 4 | 0 | 0 | 500 | 0 | 0 | 0 | 0 | 0 | 0 | 0 | 0% | 0% | #NUM! | 0 | 0 | 0 | 0 | 0 | 0 | 0
[95 empty] | 1016 | 494.7938 | 4 | 0 | 0 | 500 | 0 | 0 | 0 | 0 | 0 | 0 | 0 | 0% | 0% | #NUM! | 0 | 0 | 0 | 0 | 0 | 0 | 0
[95 empty] | 1017 | 495.1577 | 4 | 0 | 0 | 500 | 0 | 0 | 0 | 0 | 0 | 0 | 0 | 0% | 0% | #NUM! | 0 | 0 | 0 | 0 | 0 | 0 | 0
[95 empty] | 1018 | 495.5217 | 4 | 0 | 0 | 500 | 0 | 0 | 0 | 0 | 0 | 0 | 0 | 0% | 0% | #NUM! | 0 | 0 | 0 | 0 | 0 | 0 | 0
[95 empty] | 1019 | 495.8857 | 4 | 0 | 0 | 500 | 0 | 0 | 0 | 0 | 0 | 0 | 0 | 0% | 0% | #NUM! | 0 | 0 | 0 | 0 | 0 | 0 | 0
[95 empty] | 1020 | 496.2496 | 4 | 0 | 0 | 500 | 0 | 0 | 0 | 0 | 0 | 0 | 0 | 0% | 0% | #NUM! | 0 | 0 | 0 | 0 | 0 | 0 | 0
[95 empty] | 1021 | 496.6136 | 4 | 0 | 0 | 500 | 0 | 0 | 0 | 0 | 0 | 0 | 0 | 0% | 0% | #NUM! | 0 | 0 | 0 | 0 | 0 | 0 | 0
[95 empty] | 1022 | 496.9776 | 4 | 0 | 0 | 500 | 0 | 0 | 0 | 0 | 0 | 0 | 0 | 0% | 0% | #NUM! | 0 | 0 | 0 | 0 | 0 | 0 | 0
[95 empty] | 1023 | 497.3415 | 4 | 0 | 0 | 500 | 0 | 0 | 0 | 0 | 0 | 0 | 0 | 0% | 0% | #NUM! | 0 | 0 | 0 | 0 | 0 | 0 | 0
[95 empty] | 1024 | 497.7055 | 4 | 0 | 0 | 500 | 0 | 0 | 0 | 0 | 0 | 0 | 0 | 0% | 0% | #NUM! | 0 | 0 | 0 | 0 | 0 | 0 | 0
[95 empty] | 1025 | 498.0695 | 4 | 0 | 0 | 500 | 0 | 0 | 0 | 0 | 0 | 0 | 0 | 0% | 0% | #NUM! | 0 | 0 | 0 | 0 | 0 | 0 | 0
[95 empty] | 1026 | 498.4335 | 4 | 0 | 0 | 500 | 0 | 0 | 0 | 0 | 0 | 0 | 0 | 0% | 0% | #NUM! | 0 | 0 | 0 | 0 | 0 | 0 | 0
[95 empty] | 1027 | 498.7974 | 4 | 0 | 0 | 500 | 0 | 0 | 0 | 0 | 0 | 0 | 0 | 0% | 0% | #NUM! | 0 | 0 | 0 | 0 | 0 | 0 | 0
[95 empty] | 1028 | 499.1614 | 4 | 0 | 0 | 500 | 0 | 0 | 0 | 0 | 0 | 0 | 0 | 0% | 0% | #NUM! | 0 | 0 | 0 | 0 | 0 | 0 | 0
[95 empty] | 1029 | 499.5254 | 4 | 0 | 0 | 500 | 0 | 0 | 0 | 0 | 0 | 0 | 0 | 0% | 0% | #NUM! | 0 | 0 | 0 | 0 | 0 | 0 | 0
[95 empty] | 1030 | 499.8893 | 4 | 0 | 0 | 500 | 0 | 0 | 0 | 0 | 0 | 0 | 0 | 0% | 0% | #NUM! | 0 | 0 | 0 | 0 | 0 | 0 | 0
[95 empty] | 1031 | 500.2533 | 4 | 0 | 0 | 500 | 0 | 0 | 0 | 0 | 0 | 0 | 0 | 0% | 0% | #NUM! | 0 | 0 | 0 | 0 | 0 | 0 | 0
[95 empty] | 1032 | 500.6173 | 4 | 0 | 0 | 500 | 0 | 0 | 0 | 0 | 0 | 0 | 0 | 0% | 0% | #NUM! | 0 | 0 | 0 | 0 | 0 | 0 | 0
[95 empty] | 1033 | 500.9813 | 4 | 0 | 0 | 500 | 0 | 0 | 0 | 0 | 0 | 0 | 0 | 0% | 0% | #NUM! | 0 | 0 | 0 | 0 | 0 | 0 | 0
[95 empty] | 1034 | 501.3452 | 4 | 0 | 0 | 500 | 0 | 0 | 0 | 0 | 0 | 0 | 0 | 0% | 0% | #NUM! | 0 | 0 | 0 | 0 | 0 | 0 | 0
[95 empty] | 1035 | 501.7092 | 4 | 0 | 0 | 500 | 0 | 0 | 0 | 0 | 0 | 0 | 0 | 0% | 0% | #NUM! | 0 | 0 | 0 | 0 | 0 | 0 | 0
[95 empty] | 1036 | 502.0732 | 4 | 0 | 0 | 500 | 0 | 0 | 0 | 0 | 0 | 0 | 0 | 0% | 0% | #NUM! | 0 | 0 | 0 | 0 | 0 | 0 | 0
[95 empty] | 1037 | 502.4371 | 4 | 0 | 0 | 500 | 0 | 0 | 0 | 0 | 0 | 0 | 0 | 0% | 0% | #NUM! | 0 | 0 | 0 | 0 | 0 | 0 | 0
[95 empty] | 1038 | 502.8011 | 4 | 0 | 0 | 500 | 0 | 0 | 0 | 0 | 0 | 0 | 0 | 0% | 0% | #NUM! | 0 | 0 | 0 | 0 | 0 | 0 | 0
[95 empty] | 1039 | 503.1651 | 4 | 0 | 0 | 500 | 0 | 0 | 0 | 0 | 0 | 0 | 0 | 0% | 0% | #NUM! | 0 | 0 | 0 | 0 | 0 | 0 | 0
[95 empty] | 1040 | 503.529 | 4 | 0 | 0 | 500 | 0 | 0 | 0 | 0 | 0 | 0 | 0 | 0% | 0% | #NUM! | 0 | 0 | 0 | 0 | 0 | 0 | 0
[95 empty] | 1041 | 503.893 | 4 | 0 | 0 | 500 | 0 | 0 | 0 | 0 | 0 | 0 | 0 | 0% | 0% | #NUM! | 0 | 0 | 0 | 0 | 0 | 0 | 0
[95 empty] | 1042 | 504.257 | 4 | 0 | 0 | 500 | 0 | 0 | 0 | 0 | 0 | 0 | 0 | 0% | 0% | #NUM! | 0 | 0 | 0 | 0 | 0 | 0 | 0
[95 empty] | 1043 | 504.621 | 4 | 0 | 0 | 500 | 0 | 0 | 0 | 0 | 0 | 0 | 0 | 0% | 0% | #NUM! | 0 | 0 | 0 | 0 | 0 | 0 | 0
[95 empty] | 1044 | 504.9849 | 4 | 0 | 0 | 500 | 0 | 0 | 0 | 0 | 0 | 0 | 0 | 0% | 0% | #NUM! | 0 | 0 | 0 | 0 | 0 | 0 | 0
[95 empty] | 1045 | 505.3489 | 4 | 0 | 0 | 500 | 0 | 0 | 0 | 0 | 0 | 0 | 0 | 0% | 0% | #NUM! | 0 | 0 | 0 | 0 | 0 | 0 | 0
[95 empty] | 1046 | 505.7129 | 4 | 0 | 0 | 500 | 0 | 0 | 0 | 0 | 0 | 0 | 0 | 0% | 0% | #NUM! | 0 | 0 | 0 | 0 | 0 | 0 | 0
[95 empty] | 1047 | 506.0768 | 4 | 0 | 0 | 500 | 0 | 0 | 0 | 0 | 0 | 0 | 0 | 0% | 0% | #NUM! | 0 | 0 | 0 | 0 | 0 | 0 | 0
[95 empty] | 1048 | 506.4408 | 4 | 0 | 0 | 500 | 0 | 0 | 0 | 0 | 0 | 0 | 0 | 0% | 0% | #NUM! | 0 | 0 | 0 | 0 | 0 | 0 | 0
[95 empty] | 1049 | 506.8048 | 4 | 0 | 0 | 500 | 0 | 0 | 0 | 0 | 0 | 0 | 0 | 0% | 0% | #NUM! | 0 | 0 | 0 | 0 | 0 | 0 | 0
[95 empty] | 1050 | 507.1687 | 4 | 0 | 0 | 500 | 0 | 0 | 0 | 0 | 0 | 0 | 0 | 0% | 0% | #NUM! | 0 | 0 | 0 | 0 | 0 | 0 | 0
[95 empty] | 1051 | 507.5327 | 4 | 0 | 0 | 500 | 0 | 0 | 0 | 0 | 0 | 0 | 0 | 0% | 0% | #NUM! | 0 | 0 | 0 | 0 | 0 | 0 | 0
[95 empty] | 1052 | 507.8967 | 4 | 0 | 0 | 500 | 0 | 0 | 0 | 0 | 0 | 0 | 0 | 0% | 0% | #NUM! | 0 | 0 | 0 | 0 | 0 | 0 | 0
[95 empty] | 1053 | 508.2607 | 4 | 0 | 0 | 500 | 0 | 0 | 0 | 0 | 0 | 0 | 0 | 0% | 0% | #NUM! | 0 | 0 | 0 | 0 | 0 | 0 | 0
[95 empty] | 1054 | 508.6246 | 4 | 0 | 0 | 500 | 0 | 0 | 0 | 0 | 0 | 0 | 0 | 0% | 0% | #NUM! | 0 | 0 | 0 | 0 | 0 | 0 | 0
[95 empty] | 1055 | 508.9886 | 4 | 0 | 0 | 500 | 0 | 0 | 0 | 0 | 0 | 0 | 0 | 0% | 0% | #NUM! | 0 | 0 | 0 | 0 | 0 | 0 | 0
[95 empty] | 1056 | 509.3526 | 4 | 0 | 0 | 500 | 0 | 0 | 0 | 0 | 0 | 0 | 0 | 0% | 0% | #NUM! | 0 | 0 | 0 | 0 | 0 | 0 | 0
[95 empty] | 1057 | 509.7165 | 4 | 0 | 0 | 500 | 0 | 0 | 0 | 0 | 0 | 0 | 0 | 0% | 0% | #NUM! | 0 | 0 | 0 | 0 | 0 | 0 | 0
[95 empty] | 1058 | 510.0805 | 4 | 0 | 0 | 500 | 0 | 0 | 0 | 0 | 0 | 0 | 0 | 0% | 0% | #NUM! | 0 | 0 | 0 | 0 | 0 | 0 | 0
[95 empty] | 1059 | 510.4445 | 4 | 0 | 0 | 500 | 0 | 0 | 0 | 0 | 0 | 0 | 0 | 0% | 0% | #NUM! | 0 | 0 | 0 | 0 | 0 | 0 | 0
[95 empty] | 1060 | 510.8084 | 4 | 0 | 0 | 500 | 0 | 0 | 0 | 0 | 0 | 0 | 0 | 0% | 0% | #NUM! | 0 | 0 | 0 | 0 | 0 | 0 | 0
[95 empty] | 1061 | 511.1724 | 4 | 0 | 0 | 500 | 0 | 0 | 0 | 0 | 0 | 0 | 0 | 0% | 0% | #NUM! | 0 | 0 | 0 | 0 | 0 | 0 | 0
[95 empty] | 1062 | 511.5364 | 4 | 0 | 0 | 500 | 0 | 0 | 0 | 0 | 0 | 0 | 0 | 0% | 0% | #NUM! | 0 | 0 | 0 | 0 | 0 | 0 | 0
[95 empty] | 1063 | 511.9004 | 4 | 0 | 0 | 500 | 0 | 0 | 0 | 0 | 0 | 0 | 0 | 0% | 0% | #NUM! | 0 | 0 | 0 | 0 | 0 | 0 | 0
[95 empty] | 1064 | 512.2643 | 4 | 0 | 0 | 500 | 0 | 0 | 0 | 0 | 0 | 0 | 0 | 0% | 0% | #NUM! | 0 | 0 | 0 | 0 | 0 | 0 | 0
[95 empty] | 1065 | 512.6283 | 4 | 0 | 0 | 500 | 0 | 0 | 0 | 0 | 0 | 0 | 0 | 0% | 0% | #NUM! | 0 | 0 | 0 | 0 | 0 | 0 | 0
[95 empty] | 1066 | 512.9923 | 4 | 0 | 0 | 500 | 0 | 0 | 0 | 0 | 0 | 0 | 0 | 0% | 0% | #NUM! | 0 | 0 | 0 | 0 | 0 | 0 | 0
[95 empty] | 1067 | 513.3562 | 4 | 0 | 0 | 500 | 0 | 0 | 0 | 0 | 0 | 0 | 0 | 0% | 0% | #NUM! | 0 | 0 | 0 | 0 | 0 | 0 | 0
[95 empty] | 1068 | 513.7202 | 4 | 0 | 0 | 500 | 0 | 0 | 0 | 0 | 0 | 0 | 0 | 0% | 0% | #NUM! | 0 | 0 | 0 | 0 | 0 | 0 | 0
[95 empty] | 1069 | 514.0842 | 4 | 0 | 0 | 500 | 0 | 0 | 0 | 0 | 0 | 0 | 0 | 0% | 0% | #NUM! | 0 | 0 | 0 | 0 | 0 | 0 | 0
[95 empty] | 1070 | 514.4482 | 4 | 0 | 0 | 500 | 0 | 0 | 0 | 0 | 0 | 0 | 0 | 0% | 0% | #NUM! | 0 | 0 | 0 | 0 | 0 | 0 | 0
[95 empty] | 1071 | 514.8121 | 4 | 0 | 0 | 500 | 0 | 0 | 0 | 0 | 0 | 0 | 0 | 0% | 0% | #NUM! | 0 | 0 | 0 | 0 | 0 | 0 | 0
[95 empty] | 1072 | 515.1761 | 4 | 0 | 0 | 500 | 0 | 0 | 0 | 0 | 0 | 0 | 0 | 0% | 0% | #NUM! | 0 | 0 | 0 | 0 | 0 | 0 | 0
[95 empty] | 1073 | 515.5401 | 4 | 0 | 0 | 500 | 0 | 0 | 0 | 0 | 0 | 0 | 0 | 0% | 0% | #NUM! | 0 | 0 | 0 | 0 | 0 | 0 | 0
[95 empty] | 1074 | 515.904 | 4 | 0 | 0 | 500 | 0 | 0 | 0 | 0 | 0 | 0 | 0 | 0% | 0% | #NUM! | 0 | 0 | 0 | 0 | 0 | 0 | 0
[95 empty] | 1075 | 516.268 | 4 | 0 | 0 | 500 | 0 | 0 | 0 | 0 | 0 | 0 | 0 | 0% | 0% | #NUM! | 0 | 0 | 0 | 0 | 0 | 0 | 0
[95 empty] | 1076 | 516.632 | 4 | 0 | 0 | 500 | 0 | 0 | 0 | 0 | 0 | 0 | 0 | 0% | 0% | #NUM! | 0 | 0 | 0 | 0 | 0 | 0 | 0
[95 empty] | 1077 | 516.9959 | 4 | 0 | 0 | 500 | 0 | 0 | 0 | 0 | 0 | 0 | 0 | 0% | 0% | #NUM! | 0 | 0 | 0 | 0 | 0 | 0 | 0
[95 empty] | 1078 | 517.3599 | 4 | 0 | 0 | 500 | 0 | 0 | 0 | 0 | 0 | 0 | 0 | 0% | 0% | #NUM! | 0 | 0 | 0 | 0 | 0 | 0 | 0
[95 empty] | 1079 | 517.7239 | 4 | 0 | 0 | 500 | 0 | 0 | 0 | 0 | 0 | 0 | 0 | 0% | 0% | #NUM! | 0 | 0 | 0 | 0 | 0 | 0 | 0
[95 empty] | 1080 | 518.0879 | 4 | 0 | 0 | 500 | 0 | 0 | 0 | 0 | 0 | 0 | 0 | 0% | 0% | #NUM! | 0 | 0 | 0 | 0 | 0 | 0 | 0
[95 empty] | 1081 | 518.4518 | 4 | 0 | 0 | 500 | 0 | 0 | 0 | 0 | 0 | 0 | 0 | 0% | 0% | #NUM! | 0 | 0 | 0 | 0 | 0 | 0 | 0
[95 empty] | 1082 | 518.8158 | 4 | 0 | 0 | 500 | 0 | 0 | 0 | 0 | 0 | 0 | 0 | 0% | 0% | #NUM! | 0 | 0 | 0 | 0 | 0 | 0 | 0
[95 empty] | 1083 | 519.1798 | 4 | 0 | 0 | 500 | 0 | 0 | 0 | 0 | 0 | 0 | 0 | 0% | 0% | #NUM! | 0 | 0 | 0 | 0 | 0 | 0 | 0
[95 empty] | 1084 | 519.5437 | 4 | 0 | 0 | 500 | 0 | 0 | 0 | 0 | 0 | 0 | 0 | 0% | 0% | #NUM! | 0 | 0 | 0 | 0 | 0 | 0 | 0
[95 empty] | 1085 | 519.9077 | 4 | 0 | 0 | 500 | 0 | 0 | 0 | 0 | 0 | 0 | 0 | 0% | 0% | #NUM! | 0 | 0 | 0 | 0 | 0 | 0 | 0
[95 empty] | 1086 | 520.2717 | 4 | 0 | 0 | 500 | 0 | 0 | 0 | 0 | 0 | 0 | 0 | 0% | 0% | #NUM! | 0 | 0 | 0 | 0 | 0 | 0 | 0
[95 empty] | 1087 | 520.6356 | 4 | 0 | 0 | 500 | 0 | 0 | 0 | 0 | 0 | 0 | 0 | 0% | 0% | #NUM! | 0 | 0 | 0 | 0 | 0 | 0 | 0
[95 empty] | 1088 | 520.9996 | 4 | 0 | 0 | 500 | 0 | 0 | 0 | 0 | 0 | 0 | 0 | 0% | 0% | #NUM! | 0 | 0 | 0 | 0 | 0 | 0 | 0
[95 empty] | 1089 | 521.3636 | 4 | 0 | 0 | 500 | 0 | 0 | 0 | 0 | 0 | 0 | 0 | 0% | 0% | #NUM! | 0 | 0 | 0 | 0 | 0 | 0 | 0
[95 empty] | 1090 | 521.7276 | 4 | 0 | 0 | 500 | 0 | 0 | 0 | 0 | 0 | 0 | 0 | 0% | 0% | #NUM! | 0 | 0 | 0 | 0 | 0 | 0 | 0
[95 empty] | 1091 | 522.0915 | 4 | 0 | 0 | 500 | 0 | 0 | 0 | 0 | 0 | 0 | 0 | 0% | 0% | #NUM! | 0 | 0 | 0 | 0 | 0 | 0 | 0
[95 empty] | 1092 | 522.4555 | 4 | 0 | 0 | 500 | 0 | 0 | 0 | 0 | 0 | 0 | 0 | 0% | 0% | #NUM! | 0 | 0 | 0 | 0 | 0 | 0 | 0
[95 empty] | 1093 | 522.8195 | 4 | 0 | 0 | 500 | 0 | 0 | 0 | 0 | 0 | 0 | 0 | 0% | 0% | #NUM! | 0 | 0 | 0 | 0 | 0 | 0 | 0
[95 empty] | 1094 | 523.1834 | 4 | 0 | 0 | 500 | 0 | 0 | 0 | 0 | 0 | 0 | 0 | 0% | 0% | #NUM! | 0 | 0 | 0 | 0 | 0 | 0 | 0
[95 empty] | 1095 | 523.5474 | 4 | 0 | 0 | 500 | 0 | 0 | 0 | 0 | 0 | 0 | 0 | 0% | 0% | #NUM! | 0 | 0 | 0 | 0 | 0 | 0 | 0
[95 empty] | 1096 | 523.9114 | 4 | 0 | 0 | 500 | 0 | 0 | 0 | 0 | 0 | 0 | 0 | 0% | 0% | #NUM! | 0 | 0 | 0 | 0 | 0 | 0 | 0
[95 empty] | 1097 | 524.2753 | 4 | 0 | 0 | 500 | 0 | 0 | 0 | 0 | 0 | 0 | 0 | 0% | 0% | #NUM! | 0 | 0 | 0 | 0 | 0 | 0 | 0
[95 empty] | 1098 | 524.6393 | 4 | 0 | 0 | 500 | 0 | 0 | 0 | 0 | 0 | 0 | 0 | 0% | 0% | #NUM! | 0 | 0 | 0 | 0 | 0 | 0 | 0
[95 empty] | 1099 | 525.0033 | 4 | 0 | 0 | 500 | 0 | 0 | 0 | 0 | 0 | 0 | 0 | 0% | 0% | #NUM! | 0 | 0 | 0 | 0 | 0 | 0 | 0
[95 empty] | 1100 | 525.3673 | 4 | 0 | 0 | 500 | 0 | 0 | 0 | 0 | 0 | 0 | 0 | 0% | 0% | #NUM! | 0 | 0 | 0 | 0 | 0 | 0 | 0
[95 empty] | 1101 | 525.7312 | 4 | 0 | 0 | 500 | 0 | 0 | 0 | 0 | 0 | 0 | 0 | 0% | 0% | #NUM! | 0 | 0 | 0 | 0 | 0 | 0 | 0
[95 empty] | 1102 | 526.0952 | 4 | 0 | 0 | 500 | 0 | 0 | 0 | 0 | 0 | 0 | 0 | 0% | 0% | #NUM! | 0 | 0 | 0 | 0 | 0 | 0 | 0
[95 empty] | 1103 | 526.4592 | 4 | 0 | 0 | 500 | 0 | 0 | 0 | 0 | 0 | 0 | 0 | 0% | 0% | #NUM! | 0 | 0 | 0 | 0 | 0 | 0 | 0
[95 empty] | 1104 | 526.8231 | 4 | 0 | 0 | 500 | 0 | 0 | 0 | 0 | 0 | 0 | 0 | 0% | 0% | #NUM! | 0 | 0 | 0 | 0 | 0 | 0 | 0
[95 empty] | 1105 | 527.1871 | 4 | 0 | 0 | 500 | 0 | 0 | 0 | 0 | 0 | 0 | 0 | 0% | 0% | #NUM! | 0 | 0 | 0 | 0 | 0 | 0 | 0
[95 empty] | 1106 | 527.5511 | 4 | 0 | 0 | 500 | 0 | 0 | 0 | 0 | 0 | 0 | 0 | 0% | 0% | #NUM! | 0 | 0 | 0 | 0 | 0 | 0 | 0
[95 empty] | 1107 | 527.915 | 4 | 0 | 0 | 500 | 0 | 0 | 0 | 0 | 0 | 0 | 0 | 0% | 0% | #NUM! | 0 | 0 | 0 | 0 | 0 | 0 | 0
[95 empty] | 1108 | 528.279 | 4 | 0 | 0 | 500 | 0 | 0 | 0 | 0 | 0 | 0 | 0 | 0% | 0% | #NUM! | 0 | 0 | 0 | 0 | 0 | 0 | 0
[95 empty] | 1109 | 528.643 | 4 | 0 | 0 | 500 | 0 | 0 | 0 | 0 | 0 | 0 | 0 | 0% | 0% | #NUM! | 0 | 0 | 0 | 0 | 0 | 0 | 0
[95 empty] | 1110 | 529.007 | 4 | 0 | 0 | 500 | 0 | 0 | 0 | 0 | 0 | 0 | 0 | 0% | 0% | #NUM! | 0 | 0 | 0 | 0 | 0 | 0 | 0
[95 empty] | 1111 | 529.3709 | 4 | 0 | 0 | 500 | 0 | 0 | 0 | 0 | 0 | 0 | 0 | 0% | 0% | #NUM! | 0 | 0 | 0 | 0 | 0 | 0 | 0
[95 empty] | 1112 | 529.7349 | 4 | 0 | 0 | 500 | 0 | 0 | 0 | 0 | 0 | 0 | 0 | 0% | 0% | #NUM! | 0 | 0 | 0 | 0 | 0 | 0 | 0
[95 empty] | 1113 | 530.0989 | 4 | 0 | 0 | 500 | 0 | 0 | 0 | 0 | 0 | 0 | 0 | 0% | 0% | #NUM! | 0 | 0 | 0 | 0 | 0 | 0 | 0
[95 empty] | 1114 | 530.4628 | 4 | 0 | 0 | 500 | 0 | 0 | 0 | 0 | 0 | 0 | 0 | 0% | 0% | #NUM! | 0 | 0 | 0 | 0 | 0 | 0 | 0
[95 empty] | 1115 | 530.8268 | 4 | 0 | 0 | 500 | 0 | 0 | 0 | 0 | 0 | 0 | 0 | 0% | 0% | #NUM! | 0 | 0 | 0 | 0 | 0 | 0 | 0
[95 empty] | 1116 | 531.1908 | 4 | 0 | 0 | 500 | 0 | 0 | 0 | 0 | 0 | 0 | 0 | 0% | 0% | #NUM! | 0 | 0 | 0 | 0 | 0 | 0 | 0
[95 empty] | 1117 | 531.5548 | 4 | 0 | 0 | 500 | 0 | 0 | 0 | 0 | 0 | 0 | 0 | 0% | 0% | #NUM! | 0 | 0 | 0 | 0 | 0 | 0 | 0
[95 empty] | 1118 | 531.9187 | 4 | 0 | 0 | 500 | 0 | 0 | 0 | 0 | 0 | 0 | 0 | 0% | 0% | #NUM! | 0 | 0 | 0 | 0 | 0 | 0 | 0
[95 empty] | 1119 | 532.2827 | 4 | 0 | 0 | 500 | 0 | 0 | 0 | 0 | 0 | 0 | 0 | 0% | 0% | #NUM! | 0 | 0 | 0 | 0 | 0 | 0 | 0
[95 empty] | 1120 | 532.6467 | 4 | 0 | 0 | 500 | 0 | 0 | 0 | 0 | 0 | 0 | 0 | 0% | 0% | #NUM! | 0 | 0 | 0 | 0 | 0 | 0 | 0
[95 empty] | 1121 | 533.0106 | 4 | 0 | 0 | 500 | 0 | 0 | 0 | 0 | 0 | 0 | 0 | 0% | 0% | #NUM! | 0 | 0 | 0 | 0 | 0 | 0 | 0
[95 empty] | 1122 | 533.3746 | 4 | 0 | 0 | 500 | 0 | 0 | 0 | 0 | 0 | 0 | 0 | 0% | 0% | #NUM! | 0 | 0 | 0 | 0 | 0 | 0 | 0
[95 empty] | 1123 | 533.7386 | 4 | 0 | 0 | 500 | 0 | 0 | 0 | 0 | 0 | 0 | 0 | 0% | 0% | #NUM! | 0 | 0 | 0 | 0 | 0 | 0 | 0
[95 empty] | 1124 | 534.1025 | 4 | 0 | 0 | 500 | 0 | 0 | 0 | 0 | 0 | 0 | 0 | 0% | 0% | #NUM! | 0 | 0 | 0 | 0 | 0 | 0 | 0
[95 empty] | 1125 | 534.4665 | 4 | 0 | 0 | 500 | 0 | 0 | 0 | 0 | 0 | 0 | 0 | 0% | 0% | #NUM! | 0 | 0 | 0 | 0 | 0 | 0 | 0
[95 empty] | 1126 | 534.8305 | 4 | 0 | 0 | 500 | 0 | 0 | 0 | 0 | 0 | 0 | 0 | 0% | 0% | #NUM! | 0 | 0 | 0 | 0 | 0 | 0 | 0
[95 empty] | 1127 | 535.1945 | 4 | 0 | 0 | 500 | 0 | 0 | 0 | 0 | 0 | 0 | 0 | 0% | 0% | #NUM! | 0 | 0 | 0 | 0 | 0 | 0 | 0
[95 empty] | 1128 | 535.5584 | 4 | 0 | 0 | 500 | 0 | 0 | 0 | 0 | 0 | 0 | 0 | 0% | 0% | #NUM! | 0 | 0 | 0 | 0 | 0 | 0 | 0
[95 empty] | 1129 | 535.9224 | 4 | 0 | 0 | 500 | 0 | 0 | 0 | 0 | 0 | 0 | 0 | 0% | 0% | #NUM! | 0 | 0 | 0 | 0 | 0 | 0 | 0
[95 empty] | 1130 | 536.2864 | 4 | 0 | 0 | 500 | 0 | 0 | 0 | 0 | 0 | 0 | 0 | 0% | 0% | #NUM! | 0 | 0 | 0 | 0 | 0 | 0 | 0
[95 empty] | 1131 | 536.6503 | 4 | 0 | 0 | 500 | 0 | 0 | 0 | 0 | 0 | 0 | 0 | 0% | 0% | #NUM! | 0 | 0 | 0 | 0 | 0 | 0 | 0
[95 empty] | 1132 | 537.0143 | 4 | 0 | 0 | 500 | 0 | 0 | 0 | 0 | 0 | 0 | 0 | 0% | 0% | #NUM! | 0 | 0 | 0 | 0 | 0 | 0 | 0
[95 empty] | 1133 | 537.3783 | 4 | 0 | 0 | 500 | 0 | 0 | 0 | 0 | 0 | 0 | 0 | 0% | 0% | #NUM! | 0 | 0 | 0 | 0 | 0 | 0 | 0
[95 empty] | 1134 | 537.7422 | 4 | 0 | 0 | 500 | 0 | 0 | 0 | 0 | 0 | 0 | 0 | 0% | 0% | #NUM! | 0 | 0 | 0 | 0 | 0 | 0 | 0
[95 empty] | 1135 | 538.1062 | 4 | 0 | 0 | 500 | 0 | 0 | 0 | 0 | 0 | 0 | 0 | 0% | 0% | #NUM! | 0 | 0 | 0 | 0 | 0 | 0 | 0
[95 empty] | 1136 | 538.4702 | 4 | 0 | 0 | 500 | 0 | 0 | 0 | 0 | 0 | 0 | 0 | 0% | 0% | #NUM! | 0 | 0 | 0 | 0 | 0 | 0 | 0
[95 empty] | 1137 | 538.8342 | 4 | 0 | 0 | 500 | 0 | 0 | 0 | 0 | 0 | 0 | 0 | 0% | 0% | #NUM! | 0 | 0 | 0 | 0 | 0 | 0 | 0
[95 empty] | 1138 | 539.1981 | 4 | 0 | 0 | 500 | 0 | 0 | 0 | 0 | 0 | 0 | 0 | 0% | 0% | #NUM! | 0 | 0 | 0 | 0 | 0 | 0 | 0
[95 empty] | 1139 | 539.5621 | 4 | 0 | 0 | 500 | 0 | 0 | 0 | 0 | 0 | 0 | 0 | 0% | 0% | #NUM! | 0 | 0 | 0 | 0 | 0 | 0 | 0
[95 empty] | 1140 | 539.9261 | 4 | 0 | 0 | 500 | 0 | 0 | 0 | 0 | 0 | 0 | 0 | 0% | 0% | #NUM! | 0 | 0 | 0 | 0 | 0 | 0 | 0
[95 empty] | 1141 | 540.29 | 4 | 0 | 0 | 500 | 0 | 0 | 0 | 0 | 0 | 0 | 0 | 0% | 0% | #NUM! | 0 | 0 | 0 | 0 | 0 | 0 | 0
[95 empty] | 1142 | 540.654 | 4 | 0 | 0 | 500 | 0 | 0 | 0 | 0 | 0 | 0 | 0 | 0% | 0% | #NUM! | 0 | 0 | 0 | 0 | 0 | 0 | 0
[95 empty] | 1143 | 541.018 | 4 | 0 | 0 | 500 | 0 | 0 | 0 | 0 | 0 | 0 | 0 | 0% | 0% | #NUM! | 0 | 0 | 0 | 0 | 0 | 0 | 0
[95 empty] | 1144 | 541.3819 | 4 | 0 | 0 | 500 | 0 | 0 | 0 | 0 | 0 | 0 | 0 | 0% | 0% | #NUM! | 0 | 0 | 0 | 0 | 0 | 0 | 0
[95 empty] | 1145 | 541.7459 | 4 | 0 | 0 | 500 | 0 | 0 | 0 | 0 | 0 | 0 | 0 | 0% | 0% | #NUM! | 0 | 0 | 0 | 0 | 0 | 0 | 0
[95 empty] | 1146 | 542.1099 | 4 | 0 | 0 | 500 | 0 | 0 | 0 | 0 | 0 | 0 | 0 | 0% | 0% | #NUM! | 0 | 0 | 0 | 0 | 0 | 0 | 0
[95 empty] | 1147 | 542.4739 | 4 | 0 | 0 | 500 | 0 | 0 | 0 | 0 | 0 | 0 | 0 | 0% | 0% | #NUM! | 0 | 0 | 0 | 0 | 0 | 0 | 0
[95 empty] | 1148 | 542.8378 | 4 | 0 | 0 | 500 | 0 | 0 | 0 | 0 | 0 | 0 | 0 | 0% | 0% | #NUM! | 0 | 0 | 0 | 0 | 0 | 0 | 0
[95 empty] | 1149 | 543.2018 | 4 | 0 | 0 | 500 | 0 | 0 | 0 | 0 | 0 | 0 | 0 | 0% | 0% | #NUM! | 0 | 0 | 0 | 0 | 0 | 0 | 0
[95 empty] | 1150 | 543.5658 | 4 | 0 | 0 | 500 | 0 | 0 | 0 | 0 | 0 | 0 | 0 | 0% | 0% | #NUM! | 0 | 0 | 0 | 0 | 0 | 0 | 0
[95 empty] | 1151 | 543.9297 | 4 | 0 | 0 | 500 | 0 | 0 | 0 | 0 | 0 | 0 | 0 | 0% | 0% | #NUM! | 0 | 0 | 0 | 0 | 0 | 0 | 0
[95 empty] | 1152 | 544.2937 | 4 | 0 | 0 | 500 | 0 | 0 | 0 | 0 | 0 | 0 | 0 | 0% | 0% | #NUM! | 0 | 0 | 0 | 0 | 0 | 0 | 0
[95 empty] | 1153 | 544.6577 | 4 | 0 | 0 | 500 | 0 | 0 | 0 | 0 | 0 | 0 | 0 | 0% | 0% | #NUM! | 0 | 0 | 0 | 0 | 0 | 0 | 0
[95 empty] | 1154 | 545.0217 | 4 | 0 | 0 | 500 | 0 | 0 | 0 | 0 | 0 | 0 | 0 | 0% | 0% | #NUM! | 0 | 0 | 0 | 0 | 0 | 0 | 0
[95 empty] | 1155 | 545.3856 | 4 | 0 | 0 | 500 | 0 | 0 | 0 | 0 | 0 | 0 | 0 | 0% | 0% | #NUM! | 0 | 0 | 0 | 0 | 0 | 0 | 0
[95 empty] | 1156 | 545.7496 | 4 | 0 | 0 | 500 | 0 | 0 | 0 | 0 | 0 | 0 | 0 | 0% | 0% | #NUM! | 0 | 0 | 0 | 0 | 0 | 0 | 0
[95 empty] | 1157 | 546.1136 | 4 | 0 | 0 | 500 | 0 | 0 | 0 | 0 | 0 | 0 | 0 | 0% | 0% | #NUM! | 0 | 0 | 0 | 0 | 0 | 0 | 0
[95 empty] | 1158 | 546.4775 | 4 | 0 | 0 | 500 | 0 | 0 | 0 | 0 | 0 | 0 | 0 | 0% | 0% | #NUM! | 0 | 0 | 0 | 0 | 0 | 0 | 0
[95 empty] | 1159 | 546.8415 | 4 | 0 | 0 | 500 | 0 | 0 | 0 | 0 | 0 | 0 | 0 | 0% | 0% | #NUM! | 0 | 0 | 0 | 0 | 0 | 0 | 0
[95 empty] | 1160 | 547.2055 | 4 | 0 | 0 | 500 | 0 | 0 | 0 | 0 | 0 | 0 | 0 | 0% | 0% | #NUM! | 0 | 0 | 0 | 0 | 0 | 0 | 0
[95 empty] | 1161 | 547.5694 | 4 | 0 | 0 | 500 | 0 | 0 | 0 | 0 | 0 | 0 | 0 | 0% | 0% | #NUM! | 0 | 0 | 0 | 0 | 0 | 0 | 0
[95 empty] | 1162 | 547.9334 | 4 | 0 | 0 | 500 | 0 | 0 | 0 | 0 | 0 | 0 | 0 | 0% | 0% | #NUM! | 0 | 0 | 0 | 0 | 0 | 0 | 0
[95 empty] | 1163 | 548.2974 | 4 | 0 | 0 | 500 | 0 | 0 | 0 | 0 | 0 | 0 | 0 | 0% | 0% | #NUM! | 0 | 0 | 0 | 0 | 0 | 0 | 0
[95 empty] | 1164 | 548.6614 | 4 | 0 | 0 | 500 | 0 | 0 | 0 | 0 | 0 | 0 | 0 | 0% | 0% | #NUM! | 0 | 0 | 0 | 0 | 0 | 0 | 0
[95 empty] | 1165 | 549.0253 | 4 | 0 | 0 | 500 | 0 | 0 | 0 | 0 | 0 | 0 | 0 | 0% | 0% | #NUM! | 0 | 0 | 0 | 0 | 0 | 0 | 0
[95 empty] | 1166 | 549.3893 | 4 | 0 | 0 | 500 | 0 | 0 | 0 | 0 | 0 | 0 | 0 | 0% | 0% | #NUM! | 0 | 0 | 0 | 0 | 0 | 0 | 0
[95 empty] | 1167 | 549.7533 | 4 | 0 | 0 | 500 | 0 | 0 | 0 | 0 | 0 | 0 | 0 | 0% | 0% | #NUM! | 0 | 0 | 0 | 0 | 0 | 0 | 0
[95 empty] | 1168 | 550.1172 | 4 | 0 | 0 | 500 | 0 | 0 | 0 | 0 | 0 | 0 | 0 | 0% | 0% | #NUM! | 0 | 0 | 0 | 0 | 0 | 0 | 0
[95 empty] | 1169 | 550.4812 | 4 | 0 | 0 | 500 | 0 | 0 | 0 | 0 | 0 | 0 | 0 | 0% | 0% | #NUM! | 0 | 0 | 0 | 0 | 0 | 0 | 0
[95 empty] | 1170 | 550.8452 | 4 | 0 | 0 | 500 | 0 | 0 | 0 | 0 | 0 | 0 | 0 | 0% | 0% | #NUM! | 0 | 0 | 0 | 0 | 0 | 0 | 0
[95 empty] | 1171 | 551.2091 | 4 | 0 | 0 | 500 | 0 | 0 | 0 | 0 | 0 | 0 | 0 | 0% | 0% | #NUM! | 0 | 0 | 0 | 0 | 0 | 0 | 0
[95 empty] | 1172 | 551.5731 | 4 | 0 | 0 | 500 | 0 | 0 | 0 | 0 | 0 | 0 | 0 | 0% | 0% | #NUM! | 0 | 0 | 0 | 0 | 0 | 0 | 0
[95 empty] | 1173 | 551.9371 | 4 | 0 | 0 | 500 | 0 | 0 | 0 | 0 | 0 | 0 | 0 | 0% | 0% | #NUM! | 0 | 0 | 0 | 0 | 0 | 0 | 0
[95 empty] | 1174 | 552.3011 | 4 | 0 | 0 | 500 | 0 | 0 | 0 | 0 | 0 | 0 | 0 | 0% | 0% | #NUM! | 0 | 0 | 0 | 0 | 0 | 0 | 0
[95 empty] | 1175 | 552.665 | 4 | 0 | 0 | 500 | 0 | 0 | 0 | 0 | 0 | 0 | 0 | 0% | 0% | #NUM! | 0 | 0 | 0 | 0 | 0 | 0 | 0
[95 empty] | 1176 | 553.029 | 4 | 0 | 0 | 500 | 0 | 0 | 0 | 0 | 0 | 0 | 0 | 0% | 0% | #NUM! | 0 | 0 | 0 | 0 | 0 | 0 | 0
[95 empty] | 1177 | 553.393 | 4 | 0 | 0 | 500 | 0 | 0 | 0 | 0 | 0 | 0 | 0 | 0% | 0% | #NUM! | 0 | 0 | 0 | 0 | 0 | 0 | 0
[95 empty] | 1178 | 553.7569 | 4 | 0 | 0 | 500 | 0 | 0 | 0 | 0 | 0 | 0 | 0 | 0% | 0% | #NUM! | 0 | 0 | 0 | 0 | 0 | 0 | 0
[95 empty] | 1179 | 554.1209 | 4 | 0 | 0 | 500 | 0 | 0 | 0 | 0 | 0 | 0 | 0 | 0% | 0% | #NUM! | 0 | 0 | 0 | 0 | 0 | 0 | 0
[95 empty] | 1180 | 554.4849 | 4 | 0 | 0 | 500 | 0 | 0 | 0 | 0 | 0 | 0 | 0 | 0% | 0% | #NUM! | 0 | 0 | 0 | 0 | 0 | 0 | 0
[95 empty] | 1181 | 554.8488 | 4 | 0 | 0 | 500 | 0 | 0 | 0 | 0 | 0 | 0 | 0 | 0% | 0% | #NUM! | 0 | 0 | 0 | 0 | 0 | 0 | 0
[95 empty] | 1182 | 555.2128 | 4 | 0 | 0 | 500 | 0 | 0 | 0 | 0 | 0 | 0 | 0 | 0% | 0% | #NUM! | 0 | 0 | 0 | 0 | 0 | 0 | 0
[95 empty] | 1183 | 555.5768 | 4 | 0 | 0 | 500 | 0 | 0 | 0 | 0 | 0 | 0 | 0 | 0% | 0% | #NUM! | 0 | 0 | 0 | 0 | 0 | 0 | 0
[95 empty] | 1184 | 555.9408 | 4 | 0 | 0 | 500 | 0 | 0 | 0 | 0 | 0 | 0 | 0 | 0% | 0% | #NUM! | 0 | 0 | 0 | 0 | 0 | 0 | 0
[95 empty] | 1185 | 556.3047 | 4 | 0 | 0 | 500 | 0 | 0 | 0 | 0 | 0 | 0 | 0 | 0% | 0% | #NUM! | 0 | 0 | 0 | 0 | 0 | 0 | 0
[95 empty] | 1186 | 556.6687 | 4 | 0 | 0 | 500 | 0 | 0 | 0 | 0 | 0 | 0 | 0 | 0% | 0% | #NUM! | 0 | 0 | 0 | 0 | 0 | 0 | 0
[95 empty] | 1187 | 557.0327 | 4 | 0 | 0 | 500 | 0 | 0 | 0 | 0 | 0 | 0 | 0 | 0% | 0% | #NUM! | 0 | 0 | 0 | 0 | 0 | 0 | 0
[95 empty] | 1188 | 557.3966 | 4 | 0 | 0 | 500 | 0 | 0 | 0 | 0 | 0 | 0 | 0 | 0% | 0% | #NUM! | 0 | 0 | 0 | 0 | 0 | 0 | 0
[95 empty] | 1189 | 557.7606 | 4 | 0 | 0 | 500 | 0 | 0 | 0 | 0 | 0 | 0 | 0 | 0% | 0% | #NUM! | 0 | 0 | 0 | 0 | 0 | 0 | 0
[95 empty] | 1190 | 558.1246 | 4 | 0 | 0 | 500 | 0 | 0 | 0 | 0 | 0 | 0 | 0 | 0% | 0% | #NUM! | 0 | 0 | 0 | 0 | 0 | 0 | 0
[95 empty] | 1191 | 558.4885 | 4 | 0 | 0 | 500 | 0 | 0 | 0 | 0 | 0 | 0 | 0 | 0% | 0% | #NUM! | 0 | 0 | 0 | 0 | 0 | 0 | 0
[95 empty] | 1192 | 558.8525 | 4 | 0 | 0 | 500 | 0 | 0 | 0 | 0 | 0 | 0 | 0 | 0% | 0% | #NUM! | 0 | 0 | 0 | 0 | 0 | 0 | 0
[95 empty] | 1193 | 559.2165 | 4 | 0 | 0 | 500 | 0 | 0 | 0 | 0 | 0 | 0 | 0 | 0% | 0% | #NUM! | 0 | 0 | 0 | 0 | 0 | 0 | 0
[95 empty] | 1194 | 559.5805 | 4 | 0 | 0 | 500 | 0 | 0 | 0 | 0 | 0 | 0 | 0 | 0% | 0% | #NUM! | 0 | 0 | 0 | 0 | 0 | 0 | 0
[95 empty] | 1195 | 559.9444 | 4 | 0 | 0 | 500 | 0 | 0 | 0 | 0 | 0 | 0 | 0 | 0% | 0% | #NUM! | 0 | 0 | 0 | 0 | 0 | 0 | 0
[95 empty] | 1196 | 560.3084 | 4 | 0 | 0 | 500 | 0 | 0 | 0 | 0 | 0 | 0 | 0 | 0% | 0% | #NUM! | 0 | 0 | 0 | 0 | 0 | 0 | 0
[95 empty] | 1197 | 560.6724 | 4 | 0 | 0 | 500 | 0 | 0 | 0 | 0 | 0 | 0 | 0 | 0% | 0% | #NUM! | 0 | 0 | 0 | 0 | 0 | 0 | 0
[95 empty] | 1198 | 561.0363 | 4 | 0 | 0 | 500 | 0 | 0 | 0 | 0 | 0 | 0 | 0 | 0% | 0% | #NUM! | 0 | 0 | 0 | 0 | 0 | 0 | 0
[95 empty] | 1199 | 561.4003 | 4 | 0 | 0 | 500 | 0 | 0 | 0 | 0 | 0 | 0 | 0 | 0% | 0% | #NUM! | 0 | 0 | 0 | 0 | 0 | 0 | 0
[95 empty] | 1200 | 561.7643 | 4 | 0 | 0 | 500 | 0 | 0 | 0 | 0 | 0 | 0 | 0 | 0% | 0% | #NUM! | 0 | 0 | 0 | 0 | 0 | 0 | 0
Note on CC4: 10 - 1200 steps 10
Note on BU5: PC version: Can be copied and pasted (select then triple click) into thickness drop-down box below Web version: Can be copied and pasted into thickness entry box Mac version: Can't use copy and paste
Note on BW6: PC version: Can be copied and pasted (select then triple click) into conductivity drop-down box below Web version: Can be copied and pasted into conductivity entry box Mac version: Can't use copy and paste
Note on BU7: PC version: Can be copied and pasted (select then triple click) into R-value drop-down box below Web version: Can be copied and pasted into R-value entry box Mac version: Can't use copy and paste
Note on BT10: 0 - 30 deg steps 0.5
Note on BT12: 10 - 500 steps 5
Note on BS16: 1: glasswool fibre 2: polyester/wool 3: rigid insulation
Note on BX16: 0.0200 - 0.0650 steps 0.0001
Note on BT18: 10 - 500 steps 5
Note on BT20: 10 - 1200 steps 10
Note on BS25: 1: glasswool fibre 2: polyester/wool 3: rigid insulation
Note on BX25: 0.0200 - 0.0650 steps 0.0001
Note on BT27: 10 - 500 steps 5
Note on BT29: 10 - 1200 steps 10
Note on BS34: 1: glasswool fibre 2: polyester/wool 3: rigid insulation
Note on BX34: 0.0200 - 0.0650 steps 0.0001
Note on BT36: 10 - 500 steps 5
Note on BT38: 10 - 1200 steps 10

## Roofs
|  | 888 | 56 |  | 01010010110010011001011001111000110111110100101001010011 |  |  | UsmWeN9KUw | UsmWeN9KUw | UsmWeN9KUw |  |  |  | 010100101100100110010110011110001101111101001010010100110000 | 010100101100100110010110011110001101111101001010010100110000 |  | 888 | [13 empty] | P_RS_S_B_DR | 6 | P_blank2 | 2 |  |  | 3 |  |  | 2 |  |  | 1 |  |  | 1 |  |  | 1 |  |  | 2 |  |  | 95 |  |  | 241 |  |  | 300 |  |  | 201 | [5 empty] | 41 |  |  |  |  | FALSE |  | #VALUE! |  | Thermal resistance of timber framed skillion roof (m2K/W) | [5 empty] | UsmWeN9KUw |  |  |  | www.branz.co.nz/terms-conditions/ |  | v2_7 | Web | 2025-11-27 16:49
1 | A | 41 | 7 | 0101001 | 01010010110010011001011001111000110111110100101001010011 | 010100 | 20 | U | 7 | UsmWeN9KUw | U | TRUE | 20 | 010100 | 010100101100100110010110011110001101111101001010010100110000 | 0101001 | 41 | Cntrl8 | [18 empty] | 3 |  |  | 3 |  |  | 3 |  |  | 2 |  |  | 2 |  |  | 3 |  |  | 7 |  |  | 8 |  |  | 9 |  |  | 9 | [5 empty] | 7 |  |  |  |  | TRUE
2 | B | 201 | 9 | 011001001 | 10110010011001011001111000110111110100101001010011 | 101100 | 44 | s | 9 | smWeN9KUw | s | FALSE | 44 | 101100 | 01100100110010110011110001101111101001010010100110000 | 011001001 | 201 | Cntrl10 |  | 9 | 10 | 11 | 12 | 13 | 14 | 15 | 16 | 17 |  |  |  |  | 1 |  |  |  | 6 |  |  | 5 |  |  | 5 |  |  | 3 |  |  | 4 |  |  | 5 |  |  | 96 |  |  | 242 |  |  | 301 |  |  | 452 | [5 empty] | 82 | [5 empty] | Determine insulation |  |  |  | thickness (mm) |  | 65
3 | C | 300 | 9 | 100101100 | 10011001011001111000110111110100101001010011 | 100110 | 38 | m | 9 | mWeN9KUw | m | FALSE | 38 | 100110 | 10010110011110001101111101001010010100110000 | 100101100 | 300 | Cntrl11 |  | 140 | 190 | 240 | 290 | 140 | 190 | 240 | 290 | 140 |  | 240 |  | 1 | 2 | set | [41 empty] | material thermal | [5 empty] | ------------- | = | 0.065 | thermal conductivity (W/m.K)
4 | D | 241 | 8 | 11110001 | 01011001111000110111110100101001010011 | 010110 | 22 | W | 8 | WeN9KUw | W | TRUE | 22 | 010110 | 11110001101111101001010010100110000 | 11110001 | 241 | Cntrl7 | [14 empty] | 1 | don't set | [41 empty] | conductivity |  |  |  | R-value (m2.K/W) |  | 1 | bar: 9 to 17
5 | E | 95 | 7 | 1011111 | 01111000110111110100101001010011 | 011110 | 30 | e | 7 | eN9KUw | e | FALSE | 30 | 011110 | 101111101001010010100110000 | 1011111 | 95 | Cntrl12 | thickness | 165 | 215 | 265 | 315 | 165 | 215 | 265 | 315 | 115 |  | 265 |  |  | 2 | set
6 | F | 2 | 3 | 010 | 00110111110100101001010011 | 001101 | 13 | N | 3 | N9KUw | N | TRUE | 13 | 001101 | 01001010010100110000 | 010 | 2 | Cntrl1 | membrane | 115 | 165 | 215 | 265 | 115 | 165 | 215 | 265 | [62 empty] | #VALUE!
7 | G | 1 | 2 | 01 | 11110100101001010011 | 111101 | 61 | 9 | 2 | 9KUw | 9 | TRUE | 61 | 111101 | 01010010100110000 | 01 | 1 | Cntrl5 | k1 | 0.032 | 0.032 | 0.032 | 0.032 | 0.032 | 0.032 | 0.032 | 0.032 | 0.032 | [46 empty] | FALSE |  | Target roof thermal resistance (m2K/W) |  | Roof cladding |  |  | 2 | Metal tiles / profiled metal
8 | H | 1 | 2 | 01 | 00101001010011 | 001010 | 10 | K | 2 | KUw | K | TRUE | 10 | 001010 | 010010100110000 | 01 | 1 | Cntrl3 | k2 | 0.04 | 0.04 | 0.04 | 0.04 | 0.04 | 0.04 | 0.04 | 0.04 | 0.04 |  |  | 0.045 | [43 empty] | FALSE | [10 empty] | Rafter spacing (mm) |  | 1 | 1200
9 | I | 1 | 3 | 001 | 01010011 | 010100 | 20 | U | 3 | Uw | U | TRUE | 20 | 010100 | 0010100110000 | 001 | 1 | Cntrl6 | k3 | 0.05 | 0.05 | 0.05 | 0.05 | 0.05 | 0.05 | 0.05 | 0.05 | 0.05 |  |  | 0.032 | 1 | 0.05 | [41 empty] | FALSE |  |  |  | Rafter height (mm) |  |  | 2 | 240
10 | J | 2 | 3 | 010 | 11 | 110000 | 48 | w | 3 | w | w | FALSE | 48 | 110000 | 0100110000 | 010 | 2 | Cntrl4 | [12 empty] | 0.04 | 2 | 0.04
11 | K | 3 | 3 | 011 |  |  |  |  | 3 | [5 empty] | 0110000 | 011 | 3 | Cntrl2 |  | 400 | 400 | 400 | 400 | 400 | 400 | 400 | 400 | 400 |  |  | 0.05 | 3 | 0.032 | [41 empty] | FALSE |  |  |  | Battens / Dwangs |  |  | 1 | battens
12 | L | [18 empty] | 600 | 600 | 600 | 600 | 600 | 600 | 600 | 600 | 600 | [46 empty] | FALSE | [10 empty] | Insulation R-value |  | 6 | 5.8
13 | M | [18 empty] | 900 | 900 | 900 | 900 | 900 | 900 | 900 | 900 | 900 | [46 empty] | FALSE |  | 6.6 | 5.8 | Insulation conductivity |  |  | 0.045 | 0.045 |  |  |  |  | thickness | 261
14 | N | [18 empty] | 1200 | 1200 | 1200 | 1200 | 1200 | 1200 | 1200 | 1200 | 1200 |  |  |  | 400 | 600 | 900 | 1200 | [52 empty] | (mm)
15 | O | [17 empty] | k1 | -0.0041647 | -0.0017953 | -0.0011753 | -0.0010323 | -0.068653 | -0.035722 | -0.021604 | -0.014415 | -0.00086836 |  | -0.0011753 | k1 | -0.0011753 | -0.00061067 | -3.5989e-05 | 3.659e-05 | [39 empty] | FALSE |  |  |  | Interior secondary insulating layer (ISIL) |  |  | 0 | none
16 | P | [18 empty] | 0.88656 | 0.87341 | 0.87046 | 0.87124 | 1.2805 | 1.1113 | 1.0261 | 0.9776 | 0.83389 |  | 0.87046 |  | 0.87046 | 0.91692 | 0.94545 | 0.96187 | [14 empty] | FALSE | FALSE | [22 empty] | FALSE | FALSE | [7 empty] | 0 | ---------
17 | Q | [18 empty] | 0.046779 | 0.06486 | 0.067596 | 0.061833 | -0.55263 | -0.34437 | -0.22434 | -0.15069 | 0.30324 |  | 0.067596 |  | 0.1226 | 0.13146 | 0.14185 | 0.14322 | [14 empty] | FALSE | FALSE | [22 empty] | FALSE | FALSE | [7 empty] | 0 | --------- |  | Roof thermal resistance |  | 5.8243
18 | R | [18 empty] | -0.0026011 | -0.00106 | -0.00061067 | -0.00041293 | -0.046872 | -0.024723 | -0.015191 | -0.010366 | -0.00063235 |  | -0.00061067 | k2 | -0.001755 | -0.0010504 | -0.00039723 | -0.00016026 |  | lining |  | 3 | rafter height |  |  | rafter spacing |  |  | 3 |  |  | ISIL | FALSE | FALSE | Cladding |  |  | depth |  |  | % |  |  | Rvalue | [13 empty] | FALSE | [7 empty] | 0 | ---------
19 | S | [18 empty] | 0.92766 | 0.91928 | 0.91692 | 0.91581 | 1.2035 | 1.09 | 1.0328 | 1.0009 | 0.88913 |  | 0.91692 |  | 0.89636 | 0.93359 | 0.9567 | 0.96883 |  | 2 |  | 1 | 4 |  | 4 | 6 |  | 0 | 3 |  | 0 | 5 | 0 | 1 | 1 | 0 |  | 12 | 0 |  | 7 | 0 |  | 11 | 0 |  | 10 |  | 1200 |  |  |  | 8 |  |  | 9
20 | T | [18 empty] | 0.062646 | 0.073783 | 0.076456 | 0.081585 | -0.39258 | -0.25345 | -0.1735 | -0.12626 | 0.28065 |  | 0.076456 |  | 0.15107 | 0.16389 | 0.17466 | 0.17973 | 4 | 4 | 13 mm plywood | 3 | 3 | 240 | 2 | 2 | 1200 | 2 | 2 | battens | 2 | 2 | none | 3 | 3 | Metal tiles / profiled metal | 96 | 96 | --------- | 242 | 242 | --------- | 301 | 301 | --------- | 202 | 202 | 0.045 | 0.045 |  |  | 42 | 42 | 5.8 | 35 | 35 | 5.8
21 | U | [18 empty] | -0.00057079 | -0.00017769 | -3.5989e-05 | 0.00020646 | -0.031604 | -0.016495 | -0.010054 | -0.0068166 | 0.00072772 |  | -3.5989e-05 | k3 | -0.0029217 | -0.0018753 | -0.00080177 | -0.00042127 |  | 1 |  |  | 1 |  |  | 1 |  |  | 1 |  |  | 1 |  |  | 1 |  |  | 1 |  |  | 1 |  |  | 1 |  |  | 1 | [5 empty] | 1 |  |  | 1 | 5.8 | FALSE |  |  |  | Lining |  | 2 | 13 mm plywood
22 | V | [18 empty] | 0.94774 | 0.94621 | 0.94545 | 0.94317 | 1.1475 | 1.0691 | 1.0298 | 1.0079 | 0.91928 |  | 0.94545 |  | 0.9256 | 0.95251 | 0.96751 | 0.97592 |  | 2 | none | 140 | 2 | 290 | 400 | 2 | 1200 |  | 2 | battens |  | 2 | none |  | 2 | Concrete or clay tile | 95 | 2 | --------- | 25 | 2 | --------- | 3 | 2 | --------- | 0.065 | 2 | 0.065 | 9.889 | 5.8243 | 10 |  | 2 | 5.8 |  | 2 | 5.8
23 | W | [18 empty] | 0.085 | 0.086113 | 0.086849 | 0.092627 | -0.27906 | -0.18208 | -0.12638 | -0.093458 | 0.27411 |  | 0.086849 |  | 0.17042 | 0.18677 | 0.20197 | 0.20884 |  | 3 | 7 mm plywood | 190 | 3 | 240 | 600 | 3 | 900 |  | 3 | dwangs |  | 3 | unframed |  | 3 | Metal tiles / profiled metal | 94 | 3 | --------- | 24.9 | 3 | --------- | 2.99 | 3 | --------- | 0.0649 | 3 | 0.0649 | 9.7923 | 5.8243 | 9.9 |  | 3 | 5.8 |  | 3 | 5.8 |  |  | Insulation |  | Rafter spacing (mm) |  |  |  | Insulation |  | Rafter spacing (mm) |  |  |  |  | 0
24 | X | [18 empty] | -0.00052592 | -5.5145e-05 | 3.659e-05 | 8.4995e-17 | -0.024459 | -0.012549 | -0.007642 | -0.0051336 | -0.0013587 |  | 3.659e-05 | [6 empty] | 4 | 13 mm plywood | 240 | 4 | 190 | 900 | 4 | 600 |  |  |  |  | 4 | framed |  | 4 | low slope metal | 93 | 4 | --------- | 24.8 | 4 | --------- | 2.98 | 4 | --------- | 0.0648 | 4 | 0.0648 | 9.6956 | 5.8243 | 9.8 |  | 4 | 5.8 |  | 4 | 5.8
25 | Y | [18 empty] | 0.96498 | 0.96232 | 0.96187 | 0.96237 | 1.1232 | 1.06 | 1.03 | 1.0128 | 0.95142 |  | 0.96187 | [6 empty] | 5 | 10 mm plasterboard | 290 | 5 | 140 | 1200 | 5 | 400 | [7 empty] | 5 | Membrane | 92 | 5 | --------- | 24.7 | 5 | --------- | 2.97 | 5 | --------- | 0.0647 | 5 | 0.0647 | 9.599 | 5.8243 | 9.7 |  | 5 | 5.8 |  | 5 | 5.8 |  |  | thickness | R-value | 400 | 600 | 900 | 1200 | thickness | R-value | 400 | 600 | 900 | 1200
26 | Z | [18 empty] | 0.084339 | 0.08791 | 0.088221 | 0.090323 | -0.22922 | -0.14852 | -0.10615 | -0.08015 | 0.24544 |  | 0.088221 | [6 empty] | 6 | 13 mm plasterboard | [15 empty] | 91 | 6 | --------- | 24.6 | 6 | --------- | 2.96 | 6 | --------- | 0.0646 | 6 | 0.0646 | 9.5023 | 5.8243 | 9.6 |  | 6 | 5.8 |  | 6 | 5.8
27 | a | [17 empty] | k2 | -0.0080316 | -0.0031651 | -0.001755 | -0.0015223 | -0.11784 | -0.054454 | -0.030361 | -0.019083 | -0.010711 |  | -0.001755 | [23 empty] | 90 | 7 | --------- | 24.5 | 7 | --------- | 2.95 | 7 | --------- | 0.0645 | 7 | 0.0645 | 9.4056 | 5.8243 | 9.5 |  | 7 | 5.8 |  | 7 | 5.8
28 | b | [18 empty] | 0.92902 | 0.90423 | 0.89636 | 0.89594 | 1.5263 | 1.2239 | 1.0903 | 1.0204 | 0.91107 |  | 0.89636 | [23 empty] | 89 | 8 | --------- | 24.4 | 8 | --------- | 2.94 | 8 | --------- | 0.0644 | 8 | 0.0644 | 9.3089 | 5.8243 | 9.4 |  | 8 | 5.8 |  | 8 | 5.8 |  |  | 261 | 5.8 | 5.3658 | 5.5958 | 5.7484 | 5.8243
29 | c | [18 empty] | 0.054507 | 0.085254 | 0.096073 | 0.096796 | -0.75618 | -0.40305 | -0.22479 | -0.12272 | 0.21595 |  | 0.096073 | [6 empty] | 0.055 | 0.1 | [15 empty] | 88 | 9 | --------- | 24.3 | 9 | --------- | 2.93 | 9 | --------- | 0.0643 | 9 | 0.0643 | 9.2122 | 5.8243 | 9.3 |  | 9 | 5.8 |  | 9 | 5.8 |  |  | 256.5 | 5.7 | 5.2774 | 5.5032 | 5.6528 | 5.7274
30 | d | [18 empty] | -0.004727 | -0.0020282 | -0.0010504 | -0.0015223 | -0.079584 | -0.037164 | -0.021019 | -0.013485 | -0.0086611 |  | -0.0010504 | [6 empty] | -0.045 | 0 | [15 empty] | 87 | 10 | --------- | 24.2 | 10 | --------- | 2.92 | 10 | --------- | 0.0642 | 10 | 0.0642 | 9.1155 | 5.8243 | 9.2 |  | 10 | 5.8 |  | 10 | 5.8 |  |  | 252 | 5.6 | 5.1889 | 5.4105 | 5.5573 | 5.6305
31 | e | [18 empty] | 0.95184 | 0.93914 | 0.93359 | 0.93974 | 1.3626 | 1.1607 | 1.0716 | 1.0255 | 0.94842 |  | 0.93359 | [6 empty] | 0.005 | 0.05 | [15 empty] | 86 | 11 | --------- | 24.1 | 11 | --------- | 2.91 | 11 | --------- | 0.0641 | 11 | 0.0641 | 9.0188 | 5.8243 | 9.1 |  | 11 | 5.8 |  | 11 | 5.8 |  |  | 247.5 | 5.5 | 5.1004 | 5.3178 | 5.4618 | 5.5336
32 | f | [18 empty] | 0.086953 | 0.10123 | 0.10889 | 0.091686 | -0.49272 | -0.25787 | -0.13908 | -0.072912 | 0.21181 |  | 0.10889 | [6 empty] | 0.055 | 0.1 | [15 empty] | 85 | 12 | --------- | 24 | 12 | --------- | 2.9 | 12 | --------- | 0.064 | 12 | 0.064 | 8.9221 | 5.8243 | 9.0 |  | 12 | 5.8 |  | 12 | 5.8 |  |  | 243 | 5.4 | 5.0119 | 5.2251 | 5.3662 | 5.4366
33 | g | [18 empty] | -0.0021141 | -0.00068495 | -0.00039723 | -0.00038057 | -0.053159 | -0.024431 | -0.013816 | -0.0088645 | -0.0020577 |  | -0.00039723 | [6 empty] | 0 | 0.045 | [8 empty] | 0 | 0 | [5 empty] | 84 | 13 | --------- | 23.9 | 13 | --------- | 2.89 | 13 | --------- | 0.0639 | 13 | 0.0639 | 8.8254 | 5.8243 | 8.9 |  | 13 | 5.8 |  | 13 | 5.8 |  |  | 238.5 | 5.3 | 4.9233 | 5.1324 | 5.2706 | 5.3397
34 | h |  |  |  | Roofs | [14 empty] | 0.96512 | 0.95801 | 0.9567 | 0.95647 | 1.2483 | 1.1104 | 1.0518 | 1.0214 | 0.94685 |  | 0.9567 | [6 empty] | 0.014 | 0.059 | [5 empty] | timber R | 0 | 0 | 0 | 0 | 0 |  |  |  |  | 83 | 14 | --------- | 23.8 | 14 | --------- | 2.88 | 14 | --------- | 0.0638 | 14 | 0.0638 | 8.7287 | 5.8243 | 8.8 |  | 14 | 5.8 |  | 14 | 5.8 |  |  | 234 | 5.2 | 4.8346 | 5.0396 | 5.1751 | 5.2428
35 | i |  |  |  | reference | UsmWeN9KUw | [13 empty] | 0.10988 | 0.11828 | 0.11966 | 0.11724 | -0.30995 | -0.14834 | -0.070732 | -0.027099 | 0.24193 |  | 0.11966 | [13 empty] | insul R | 0 | 100 | 0 | [6 empty] | 82 | 15 | --------- | 23.7 | 15 | --------- | 2.87 | 15 | --------- | 0.0637 | 15 | 0.0637 | 8.6319 | 5.8243 | 8.7 |  | 15 | 5.8 |  | 15 | 5.8 |  |  | 229.5 | 5.1 | 4.7459 | 4.9468 | 5.0795 | 5.1458
36 | j |  |  |  | Roof cladding | Metal tiles / profiled metal | [13 empty] | -0.0016143 | -0.00038778 | -0.00016026 | 0.00038057 | -0.03983 | -0.018375 | -0.010359 | -0.0066036 | -0.0015433 |  | -0.00016026 | [23 empty] | 81 | 16 | --------- | 23.6 | 16 | --------- | 2.86 | 16 | --------- | 0.0636 | 16 | 0.0636 | 8.5352 | 5.8243 | 8.6 |  | 16 | 5.8 |  | 16 | 5.8 |  |  | 225 | 5 | 4.6572 | 4.854 | 4.9839 | 5.0489
37 | k |  |  |  | Rafter height (mm) | 240 | [13 empty] | 0.97663 | 0.96997 | 0.96883 | 0.96324 | 1.1903 | 1.0874 | 1.0432 | 1.02 | 0.95989 |  | 0.96883 | [23 empty] | 80 | 17 | --------- | 23.5 | 17 | --------- | 2.85 | 17 | --------- | 0.0635 | 17 | 0.0635 | 8.4385 | 5.8243 | 8.5 |  | 17 | 5.8 |  | 17 | 5.8 |  |  | 220.5 | 4.9 | 4.5684 | 4.7611 | 4.8882 | 4.9519
38 | l |  |  |  | Battens / Dwangs | battens | [13 empty] | 0.11462 | 0.12351 | 0.12473 | 0.13546 | -0.21723 | -0.096904 | -0.038195 | -0.0046707 | 0.24041 |  | 0.12473 | [23 empty] | 79 | 18 | --------- | 23.4 | 18 | --------- | 2.84 | 18 | --------- | 0.0634 | 18 | 0.0634 | 8.3417 | 5.8243 | 8.4 |  | 18 | 5.8 |  | 18 | 5.8 |  |  | 216 | 4.8 | 4.4796 | 4.6683 | 4.7926 | 4.855
39 | m |  |  |  | Insulation conductivity | 0.045 | [12 empty] | k3 | -0.017496 | -0.0062683 | -0.0029217 | -0.0022491 | -0.2218 | -0.094404 | -0.046924 | -0.02732 | 0.011429 |  | -0.0029217 | [23 empty] | 78 | 19 | --------- | 23.3 | 19 | --------- | 2.83 | 19 | --------- | 0.0633 | 19 | 0.0633 | 8.245 | 5.8243 | 8.3 |  | 19 | 5.8 |  | 19 | 5.8 |  |  | 211.5 | 4.7 | 4.3907 | 4.5753 | 4.697 | 4.758
40 | n |  |  |  | Interior secondary insulating layer (ISIL) | none | [13 empty] | 0.99564 | 0.94372 | 0.9256 | 0.92408 | 1.9852 | 1.4422 | 1.1978 | 1.0858 | 0.81709 |  | 0.9256 | [23 empty] | 77 | 20 | --------- | 23.2 | 20 | --------- | 2.82 | 20 | --------- | 0.0632 | 20 | 0.0632 | 8.1482 | 5.8243 | 8.2 |  | 20 | 5.8 |  | 20 | 5.8 |  |  | 207 | 4.6 | 4.3018 | 4.4824 | 4.6013 | 4.6611
41 | o |  |  |  | ---------- | --------- | [13 empty] | 0.031857 | 0.091059 | 0.11542 | 0.11109 | -1.1697 | -0.60511 | -0.29662 | -0.1416 | 0.36126 |  | 0.11542 | [23 empty] | 76 | 21 | --------- | 23.1 | 21 | --------- | 2.81 | 21 | --------- | 0.0631 | 21 | 0.0631 | 8.0514 | 5.8243 | 8.1 |  | 21 | 5.8 |  | 21 | 5.8 |  |  | 202.5 | 4.5 | 4.2128 | 4.3894 | 4.5057 | 4.5641
42 | p |  |  |  | ---------- | --------- | [13 empty] | -0.012134 | -0.0038306 | -0.0018753 | -6.5712e-17 | -0.14899 | -0.064076 | -0.032261 | -0.019078 | 0.034286 |  | -0.0018753 | [23 empty] | 75 | 22 | --------- | 23 | 22 | --------- | 2.8 | 22 | --------- | 0.063 | 22 | 0.063 | 7.9547 | 5.8243 | 8.0 |  | 22 | 5.8 |  | 22 | 5.8 |  |  | 198 | 4.4 | 4.1238 | 4.2964 | 4.41 | 4.4671
43 | q |  |  |  | ---------- | --------- | [13 empty] | 1.0023 | 0.96253 | 0.95251 | 0.94044 | 1.6656 | 1.305 | 1.1417 | 1.0668 | 0.75606 |  | 0.95251 | [23 empty] | 74 | 23 | --------- | 22.9 | 23 | --------- | 2.79 | 23 | --------- | 0.0629 | 23 | 0.0629 | 7.8579 | 5.8243 | 7.9 |  | 23 | 5.8 |  | 23 | 5.8 |  |  | 193.5 | 4.3 | 4.0347 | 4.2034 | 4.3143 | 4.3701
44 | r |  |  |  | Lining | 13 mm plywood | [13 empty] | 0.071737 | 0.11935 | 0.13177 | 0.14907 | -0.74462 | -0.37201 | -0.16633 | -0.063249 | 0.4579 |  | 0.13177 | [23 empty] | 73 | 24 | --------- | 22.8 | 24 | --------- | 2.78 | 24 | --------- | 0.0628 | 24 | 0.0628 | 7.7611 | 5.8243 | 7.8 |  | 24 | 5.8 |  | 24 | 5.8 |  |  | 189 | 4.2 | 3.9456 | 4.1103 | 4.2186 | 4.2731
45 | s |  |  |  | Rafter spacing (mm) | 1200 | [13 empty] | -0.0083245 | -0.0015829 | -0.00080177 | -0.0015014 | -0.099894 | -0.043118 | -0.02143 | -0.012653 | -0.10286 |  | -0.00080177 | [23 empty] | 72 | 25 | --------- | 22.7 | 25 | --------- | 2.77 | 25 | --------- | 0.0627 | 25 | 0.0627 | 7.6643 | 5.8243 | 7.7 |  | 25 | 5.8 |  | 25 | 5.8 |  |  | 184.5 | 4.1 | 3.8565 | 4.0172 | 4.1229 | 4.1761
46 | t |  |  |  | Insulation R-value | 5.8 | [13 empty] | 1.0066 | 0.97119 | 0.96751 | 0.9761 | 1.4506 | 1.2101 | 1.0977 | 1.0477 | 1.4278 |  | 0.96751 | [23 empty] | 71 | 26 | --------- | 22.6 | 26 | --------- | 2.76 | 26 | --------- | 0.0626 | 26 | 0.0626 | 7.5675 | 5.8243 | 7.6 |  | 26 | 5.8 |  | 26 | 5.8 |  |  | 180 | 4 | 3.7673 | 3.9241 | 4.0271 | 4.0791
47 | u |  |  |  | thickness | 261 | [13 empty] | 0.096394 | 0.14292 | 0.14697 | 0.12324 | -0.46032 | -0.21335 | -0.070364 | -0.0016047 | -0.31028 |  | 0.14697 | [23 empty] | 70 | 27 | --------- | 22.5 | 27 | --------- | 2.75 | 27 | --------- | 0.0625 | 27 | 0.0625 | 7.4707 | 5.8243 | 7.5 |  | 27 | 5.8 |  | 27 | 5.8 |  |  | 175.5 | 3.9 | 3.678 | 3.831 | 3.9314 | 3.9821
48 | v |  |  |  | Roof thermal resistance | 5.8243 | [13 empty] | -0.0050794 | -0.0010447 | -0.00042127 | 0 | -0.074356 | -0.03207 | -0.015981 | -0.0094374 | -0.011429 |  | -0.00042127 | [23 empty] | 69 | 28 | --------- | 22.4 | 28 | --------- | 2.74 | 28 | --------- | 0.0624 | 28 | 0.0624 | 7.3739 | 5.8243 | 7.4 |  | 28 | 5.8 |  | 28 | 5.8 |  |  | 171 | 3.8 | 3.5887 | 3.7378 | 3.8357 | 3.8851
49 | w | [18 empty] | 0.99962 | 0.97919 | 0.97592 | 0.97536 | 1.3374 | 1.1583 | 1.0752 | 1.038 | 1.0125 |  | 0.97592 | [23 empty] | 68 | 29 | --------- | 22.3 | 29 | --------- | 2.73 | 29 | --------- | 0.0623 | 29 | 0.0623 | 7.2771 | 5.8243 | 7.3 |  | 29 | 5.8 |  | 29 | 5.8 |  |  | 166.5 | 3.7 | 3.4994 | 3.6446 | 3.7399 | 3.7881
50 | x | [18 empty] | 0.12398 | 0.14967 | 0.15384 | 0.1472 | -0.30976 | -0.12591 | -0.020575 | 0.030628 | 0.18718 |  | 0.15384 | [23 empty] | 67 | 30 | --------- | 22.2 | 30 | --------- | 2.72 | 30 | --------- | 0.0622 | 30 | 0.0622 | 7.1803 | 5.8243 | 7.2 |  | 30 | 5.8 |  | 30 | 5.8 |  |  | 162 | 3.6 | 3.41 | 3.5513 | 3.6441 | 3.6911
51 | y | [52 empty] | 66 | 31 | --------- | 22.1 | 31 | --------- | 2.71 | 31 | --------- | 0.0621 | 31 | 0.0621 | 7.0835 | 5.8243 | 7.1 |  | 31 | 5.8 |  | 31 | 5.8 |  |  | 157.5 | 3.5 | 3.3205 | 3.4581 | 3.5483 | 3.594
52 | z | [52 empty] | 65 | 32 | --------- | 22 | 32 | --------- | 2.7 | 32 | --------- | 0.062 | 32 | 0.062 | 6.9867 | 5.8243 | 7.0 |  | 32 | 5.8 |  | 32 | 5.8 |  |  | 153 | 3.4 | 3.231 | 3.3648 | 3.4525 | 3.497
53 | 0 | [52 empty] | 64 | 33 | --------- | 21.9 | 33 | --------- | 2.69 | 33 | --------- | 0.0619 | 33 | 0.0619 | 6.8898 | 5.8243 | 6.9 |  | 33 | 5.8 |  | 33 | 5.8 |  |  | 148.5 | 3.3 | 3.1415 | 3.2715 | 3.3567 | 3.4
54 | 1 | [52 empty] | 63 | 34 | --------- | 21.8 | 34 | --------- | 2.68 | 34 | --------- | 0.0618 | 34 | 0.0618 | 6.793 | 5.8243 | 6.8 |  | 34 | 5.8 |  | 34 | 5.8 |  |  | 144 | 3.2 | 3.0519 | 3.1781 | 3.2609 | 3.3029
55 | 2 | [52 empty] | 62 | 35 | --------- | 21.7 | 35 | --------- | 2.67 | 35 | --------- | 0.0617 | 35 | 0.0617 | 6.6961 | 5.8243 | 6.7 |  | 35 | 5.8 |  | 35 | 5.8 |  |  | 139.5 | 3.1 | 2.9623 | 3.0847 | 3.1651 | 3.2059
56 | 3 | [18 empty] | 4 |  | P_blank2 | 2 | P_RS_S_B_DR | 2 | P_RS_S_D |  | 2 | P_blank2 |  | 6 | P_RS_S_B_DR | [21 empty] | 61 | 36 | --------- | 21.6 | 36 | --------- | 2.66 | 36 | --------- | 0.0616 | 36 | 0.0616 | 6.5993 | 5.8243 | 6.6 |  | 36 | 5.8 |  | 36 | 5.8 |  |  | 135 | 3 | 2.8726 | 2.9913 | 3.0692 | 3.1088
57 | 4 | [18 empty] | 9: P_RL_S_B; 11: P_blank2; 13: P_RS_C_B; 15: P_RS_C_D; 17: 1 | P_blank |  | 1 | P_RS_M_B | [21 empty] | 60 | 37 | --------- | 21.5 | 37 | --------- | 2.65 | 37 | --------- | 0.0615 | 37 | 0.0615 | 6.5024 | 5.8243 | 6.5 |  | 37 | 5.8 |  | 37 | 5.8 |  |  | 130.5 | 2.9 | 2.7829 | 2.8979 | 2.9734 | 3.0117
58 | 5 | [18 empty] | 9: P_RL_S_D; 11: P_RS_S_SIL; 13: P_RS_S_B_DR; 15: P_RS_S_D; 17: 2 | P_blank2 |  | 2 | P_RS_M_D | [21 empty] | 59 | 38 | --------- | 21.4 | 38 | --------- | 2.64 | 38 | --------- | 0.0614 | 38 | 0.0614 | 6.4056 | 5.8243 | 6.4 |  | 38 | 5.8 |  | 38 | 5.8 |  |  | 126 | 2.8 | 2.6932 | 2.8044 | 2.8775 | 2.9147
59 | 6 | [18 empty] | 9: P_RS_S_SIL; 13: P_RL_S_B; 15: P_RL_S_D; 17: 3 | P_blank3 |  | 3 | P_RL_S_B | [21 empty] | 58 | 39 | --------- | 21.3 | 39 | --------- | 2.63 | 39 | --------- | 0.0613 | 39 | 0.0613 | 6.3087 | 5.8243 | 6.3 |  | 39 | 5.8 |  | 39 | 5.8 |  |  | 121.5 | 2.7 | 2.6033 | 2.7109 | 2.7816 | 2.8176
60 | 7 | [18 empty] | 9: P_RS_S_B_DR; 11: P_RS_S_I; 13: P_RS_M_B; 15: P_RS_M_D; 17: 4 | P_RP_SIL2 |  | 4 | P_RL_S_D | [21 empty] | 57 | 40 | --------- | 21.2 | 40 | --------- | 2.62 | 40 | --------- | 0.0612 | 40 | 0.0612 | 6.2118 | 5.8243 | 6.2 |  | 40 | 5.8 |  | 40 | 5.8 |  |  | 117 | 2.6 | 2.5135 | 2.6174 | 2.6857 | 2.7205
61 | 8 | [18 empty] | 9: P_RS_S_DR; 17: 5 | P_RS_S_SIL |  | 5 | P_RS_S_SIL | [21 empty] | 56 | 41 | --------- | 21.1 | 41 | --------- | 2.61 | 41 | --------- | 0.0611 | 41 | 0.0611 | 6.115 | 5.8243 | 6.1 |  | 41 | 5.8 |  | 41 | 5.8 |  |  | 112.5 | 2.5 | 2.4236 | 2.5238 | 2.5898 | 2.6234
62 | 9 | [18 empty] | 9: P_RS_S_B_SR; 13: P_RS_S_B_DR; 15: P_RS_S_DR; 17: 6 | P_PS_O_a |  | 6 | P_RS_S_B_DR | [21 empty] | 55 | 42 | --------- | 21 | 42 | --------- | 2.6 | 42 | --------- | 0.061 | 42 | 0.061 | 6.0181 | 5.8243 | 6.0 |  | 42 | 5.8 |  | 42 | 5.8 |  |  | 108 | 2.4 | 2.3336 | 2.4302 | 2.4939 | 2.5263
63 | + | [18 empty] | 9: P_RS_S_D; 13: P_RS_S_B_DR; 15: P_RS_C_DR; 17: 7 | P_PS_O_b |  | 7 | P_RS_S_DR | [21 empty] | 54 | 43 | --------- | 20.9 | 43 | --------- | 2.59 | 43 | --------- | 0.0609 | 43 | 0.0609 | 5.9212 | 5.8243 | 5.9 |  | 43 | 5.8 | 261 | 43 | 5.8 |  |  | 103.5 | 2.3 | 2.2436 | 2.3366 | 2.398 | 2.4292
64 | / | [18 empty] | 9: P_RS_C_DR; 13: P_RS_S_B_SR; 17: 8 | P_PS_O_c |  | 8 | P_RS_S_B_SR | [21 empty] | 53 | 44 | --------- | 20.8 | 44 | --------- | 2.58 | 44 | --------- | 0.0608 | 44 | 0.0608 | 5.8243 | 5.8243 | 5.8 | 261 | 44 | 5.8 | 256.5 | 44 | 5.7 |  |  | 99 | 2.2 | 2.1536 | 2.243 | 2.302 | 2.3321
65 | = | [18 empty] | 9: P_RS_C_D; 17: 9 | P_PS_O_T |  | 9 | P_RS_S_D | [21 empty] | 52 | 45 | --------- | 20.7 | 45 | --------- | 2.57 | 45 | --------- | 0.0607 | 45 | 0.0607 | 5.7274 | 5.7274 | 5.7 | 256.5 | 45 | 5.7 | 252 | 45 | 5.6 |  |  | 94.5 | 2.1 | 2.0635 | 2.1493 | 2.2061 | 2.235
[20 empty] | 9: P_RS_C_B; 17: 10 | W_staggered |  | 10 | P_RS_C_DR | [21 empty] | 51 | 46 | --------- | 20.6 | 46 | --------- | 2.56 | 46 | --------- | 0.0606 | 46 | 0.0606 | 5.6305 | 5.6305 | 5.6 | 252 | 46 | 5.6 | 247.5 | 46 | 5.5 |  |  | 90 | 2 | 1.9734 | 2.0556 | 2.1101 | 2.1379
[20 empty] | 17: 11 | W_ISIL_M |  | 11 | P_RS_C_D | [21 empty] | 50 | 47 | --------- | 20.5 | 47 | --------- | 2.55 | 47 | --------- | 0.0605 | 47 | 0.0605 | 5.5336 | 5.5336 | 5.5 | 247.5 | 47 | 5.5 | 243 | 47 | 5.4
[20 empty] | 17: 12 | W_T_RAB |  | 12 | P_RS_C_B | [21 empty] | 49 | 48 | --------- | 20.4 | 48 | --------- | 2.54 | 48 | --------- | 0.0604 | 48 | 0.0604 | 5.4366 | 5.4366 | 5.4 | 243 | 48 | 5.4 | 238.5 | 48 | 5.3
[20 empty] | 17: 13 | STF_lined |  | 13 | P_RS_S_I | [21 empty] | 48 | 49 | --------- | 20.3 | 49 | --------- | 2.53 | 49 | --------- | 0.0603 | 49 | 0.0603 | 5.3397 | 5.3397 | 5.3 | 238.5 | 49 | 5.3 | 234 | 49 | 5.2 |  |  | The conductivity calculated in the top display box can be copied and pasted over the pull-down selection of conductivity for a segment. After copying, select all of the number in the target box and paste.
[20 empty] | 17: 14 | W_ISIL_PW |  | 14 | P_warmroof | [21 empty] | 47 | 50 | --------- | 20.2 | 50 | --------- | 2.52 | 50 | --------- | 0.0602 | 50 | 0.0602 | 5.2428 | 5.2428 | 5.2 | 234 | 50 | 5.2 | 229.5 | 50 | 5.1 |  |  | This can also be done with the thickness entered into the top entry box.
[20 empty] | 17: 15 | W_S_RAB | [24 empty] | 46 | 51 | --------- | 20.1 | 51 | --------- | 2.51 | 51 | --------- | 0.0601 | 51 | 0.0601 | 5.1458 | 5.1458 | 5.1 | 229.5 | 51 | 5.1 | 225 | 51 | 5.0
[54 empty] | 45 | 52 | --------- | 20 | 52 | --------- | 2.5 | 52 | --------- | 0.06 | 52 | 0.06 | 5.0489 | 5.0489 | 5.0 | 225 | 52 | 5.0 | 220.5 | 52 | 4.9
[54 empty] | 44 | 53 | --------- | 19.9 | 53 | --------- | 2.49 | 53 | --------- | 0.0599 | 53 | 0.0599 | 4.9519 | 4.9519 | 4.9 | 220.5 | 53 | 4.9 | 216 | 53 | 4.8 |  |  | Nogs / battens are assumed to be spaced at 600 mm centres
[54 empty] | 43 | 54 | --------- | 19.8 | 54 | --------- | 2.48 | 54 | --------- | 0.0598 | 54 | 0.0598 | 4.855 | 4.855 | 4.8 | 216 | 54 | 4.8 | 211.5 | 54 | 4.7
[54 empty] | 42 | 55 | --------- | 19.7 | 55 | --------- | 2.47 | 55 | --------- | 0.0597 | 55 | 0.0597 | 4.758 | 4.758 | 4.7 | 211.5 | 55 | 4.7 | 207 | 55 | 4.6 |  |  | Interior secondary insulation layer - 50 mm deep x 70 mm high horizontal battens @ 600 ctrs
[54 empty] | 41 | 56 | --------- | 19.6 | 56 | --------- | 2.46 | 56 | --------- | 0.0596 | 56 | 0.0596 | 4.6611 | 4.6611 | 4.6 | 207 | 56 | 4.6 | 202.5 | 56 | 4.5 |  |  | insulation is either R 1.56 (k=0.032 W/m.K) or R 1.25 (k=0.04 W/m.K)
[54 empty] | 40 | 57 | --------- | 19.5 | 57 | --------- | 2.45 | 57 | --------- | 0.0595 | 57 | 0.0595 | 4.5641 | 4.5641 | 4.5 | 202.5 | 57 | 4.5 | 198 | 57 | 4.4 |  |  | resulting overall R-value for the layers of 1.2 m2K/W and 1.1 m2K/W respectively
[54 empty] | 39 | 58 | --------- | 19.4 | 58 | --------- | 2.44 | 58 | --------- | 0.0594 | 58 | 0.0594 | 4.4671 | 4.4671 | 4.4 | 198 | 58 | 4.4 | 193.5 | 58 | 4.3
[54 empty] | 38 | 59 | --------- | 19.3 | 59 | --------- | 2.43 | 59 | --------- | 0.0593 | 59 | 0.0593 | 4.3701 | 4.3701 | 4.3 | 193.5 | 59 | 4.3 | 189 | 59 | 4.2 |  |  | Modelled using 3D finite element software
[54 empty] | 37 | 60 | --------- | 19.2 | 60 | --------- | 2.42 | 60 | --------- | 0.0592 | 60 | 0.0592 | 4.2731 | 4.2731 | 4.2 | 189 | 60 | 4.2 | 184.5 | 60 | 4.1
[54 empty] | 36 | 61 | --------- | 19.1 | 61 | --------- | 2.41 | 61 | --------- | 0.0591 | 61 | 0.0591 | 4.1761 | 4.1761 | 4.1 | 184.5 | 61 | 4.1 | 180 | 61 | 4.0 |  |  | H1/AS1 5th ed. Schedule method minimum R 6.6 in all climate zones
[20 empty] | 9: 400; 12: 600; 15: 900 | 1200 |  | 400 | 600 | 900 | 1200 | [19 empty] | 35 | 62 | --------- | 19 | 62 | --------- | 2.4 | 62 | --------- | 0.059 | 62 | 0.059 | 4.0791 | 4.0791 | 4.0 | 180 | 62 | 4.0 | 175.5 | 62 | 3.9
[19 empty] | 0.032 | 0.04 | 0.05 | 0.032 | 0.04 | 0.05 | 0.032 | 0.04 | 0.05 | 0.032 | 0.04 | 0.05 | 0.045 | 0.045 | 0.045 | 0.045 | [19 empty] | 34 | 63 | --------- | 18.9 | 63 | --------- | 2.39 | 63 | --------- | 0.0589 | 63 | 0.0589 | 3.9821 | 3.9821 | 3.9 | 175.5 | 63 | 3.9 | 171 | 63 | 3.8
[19 empty] | 8.7097 | 8.9392 | 9.1343 | 9.2396 | 9.3947 | 9.5243 | 9.5928 | 9.702 | 9.7969 | 9.7656 | 9.852 | 9.9259 | 9.0367 | 9.4595 | 9.7494 | 9.889 | [19 empty] | 33 | 64 | --------- | 18.8 | 64 | --------- | 2.38 | 64 | --------- | 0.0588 | 64 | 0.0588 | 3.8851 | 3.8851 | 3.8 | 171 | 64 | 3.8 | 166.5 | 64 | 3.7
[19 empty] | 8.625 | 8.853 | 9.0475 | 9.1491 | 9.3035 | 9.4328 | 9.4983 | 9.6071 | 9.7018 | 9.6693 | 9.7555 | 9.8292 | 8.9503 | 9.3681 | 9.6544 | 9.7923 | [19 empty] | 32 | 65 | --------- | 18.7 | 65 | --------- | 2.37 | 65 | --------- | 0.0587 | 65 | 0.0587 | 3.7881 | 3.7881 | 3.7 | 166.5 | 65 | 3.7 | 162 | 65 | 3.6
[19 empty] | 8.5402 | 8.7668 | 8.9607 | 9.0586 | 9.2122 | 9.3413 | 9.4038 | 9.5122 | 9.6066 | 9.5731 | 9.6589 | 9.7324 | 8.8638 | 9.2767 | 9.5594 | 9.6956 | [19 empty] | 31 | 66 | --------- | 18.6 | 66 | --------- | 2.36 | 66 | --------- | 0.0586 | 66 | 0.0586 | 3.6911 | 3.6911 | 3.6 | 162 | 66 | 3.6 | 157.5 | 66 | 3.5
[19 empty] | 8.4555 | 8.6806 | 8.8738 | 8.9681 | 9.1209 | 9.2497 | 9.3093 | 9.4173 | 9.5114 | 9.4768 | 9.5623 | 9.6356 | 8.7772 | 9.1853 | 9.4643 | 9.599 | [19 empty] | 30 | 67 | --------- | 18.5 | 67 | --------- | 2.35 | 67 | --------- | 0.0585 | 67 | 0.0585 | 3.594 | 3.594 | 3.5 | 157.5 | 67 | 3.5 | 153 | 67 | 3.4
[19 empty] | 8.3707 | 8.5944 | 8.7869 | 8.8776 | 9.0295 | 9.158 | 9.2149 | 9.3224 | 9.4162 | 9.3805 | 9.4657 | 9.5388 | 8.6907 | 9.0938 | 9.3693 | 9.5023 | [19 empty] | 29 | 68 | --------- | 18.4 | 68 | --------- | 2.34 | 68 | --------- | 0.0584 | 68 | 0.0584 | 3.497 | 3.497 | 3.4 | 153 | 68 | 3.4 | 148.5 | 68 | 3.3
[19 empty] | 8.2859 | 8.5081 | 8.6999 | 8.787 | 8.9382 | 9.0664 | 9.1204 | 9.2275 | 9.321 | 9.2843 | 9.3692 | 9.4421 | 8.604 | 9.0023 | 9.2742 | 9.4056 | [19 empty] | 28 | 69 | --------- | 18.3 | 69 | --------- | 2.33 | 69 | --------- | 0.0583 | 69 | 0.0583 | 3.4 | 3.4 | 3.3 | 148.5 | 69 | 3.3 | 144 | 69 | 3.2
[19 empty] | 8.2011 | 8.4218 | 8.6129 | 8.6965 | 8.8468 | 8.9746 | 9.0259 | 9.1326 | 9.2257 | 9.188 | 9.2726 | 9.3453 | 8.5173 | 8.9107 | 9.1791 | 9.3089 | [19 empty] | 27 | 70 | --------- | 18.2 | 70 | --------- | 2.32 | 70 | --------- | 0.0582 | 70 | 0.0582 | 3.3029 | 3.3029 | 3.2 | 144 | 70 | 3.2 | 139.5 | 70 | 3.1
[19 empty] | 8.1162 | 8.3354 | 8.5258 | 8.606 | 8.7554 | 8.8829 | 8.9314 | 9.0376 | 9.1305 | 9.0918 | 9.176 | 9.2485 | 8.4306 | 8.8192 | 9.0841 | 9.2122 | [19 empty] | 26 | 71 | --------- | 18.1 | 71 | --------- | 2.31 | 71 | --------- | 0.0581 | 71 | 0.0581 | 3.2059 | 3.2059 | 3.1 | 139.5 | 71 | 3.1 | 135 | 71 | 3.0
[19 empty] | 8.0314 | 8.249 | 8.4386 | 8.5154 | 8.664 | 8.7911 | 8.8369 | 8.9427 | 9.0352 | 8.9955 | 9.0794 | 9.1516 | 8.3438 | 8.7276 | 8.989 | 9.1155 | [19 empty] | 25 | 72 | --------- | 18 | 72 | --------- | 2.3 | 72 | --------- | 0.058 | 72 | 0.058 | 3.1088 | 3.1088 | 3.0 | 135 | 72 | 3.0 | 130.5 | 72 | 2.9
[19 empty] | 7.9465 | 8.1626 | 8.3514 | 8.4248 | 8.5726 | 8.6993 | 8.7425 | 8.8478 | 8.9399 | 8.8993 | 8.9828 | 9.0548 | 8.257 | 8.6359 | 8.8938 | 9.0188 | [19 empty] | 24 | 73 | --------- | 17.9 | 73 | --------- | 2.29 | 73 | --------- | 0.0579 | 73 | 0.0579 | 3.0117 | 3.0117 | 2.9 | 130.5 | 73 | 2.9 | 126 | 73 | 2.8
[19 empty] | 7.8616 | 8.0762 | 8.2642 | 8.3342 | 8.4811 | 8.6074 | 8.648 | 8.7528 | 8.8446 | 8.803 | 8.8862 | 8.958 | 8.1702 | 8.5443 | 8.7987 | 8.9221 | [19 empty] | 23 | 74 | --------- | 17.8 | 74 | --------- | 2.28 | 74 | --------- | 0.0578 | 74 | 0.0578 | 2.9147 | 2.9147 | 2.8 | 126 | 74 | 2.8 | 121.5 | 74 | 2.7
[19 empty] | 7.7766 | 7.9897 | 8.1768 | 8.2436 | 8.3896 | 8.5156 | 8.5535 | 8.6578 | 8.7493 | 8.7068 | 8.7896 | 8.8612 | 8.0832 | 8.4526 | 8.7036 | 8.8254 | [19 empty] | 22 | 75 | --------- | 17.7 | 75 | --------- | 2.27 | 75 | --------- | 0.0577 | 75 | 0.0577 | 2.8176 | 2.8176 | 2.7 | 121.5 | 75 | 2.7 | 117 | 75 | 2.6
[19 empty] | 7.6916 | 7.9031 | 8.0894 | 8.153 | 8.2981 | 8.4236 | 8.459 | 8.5629 | 8.654 | 8.6105 | 8.693 | 8.7643 | 7.9963 | 8.3609 | 8.6084 | 8.7287 | [19 empty] | 21 | 76 | --------- | 17.6 | 76 | --------- | 2.26 | 76 | --------- | 0.0576 | 76 | 0.0576 | 2.7205 | 2.7205 | 2.6 | 117 | 76 | 2.6 | 112.5 | 76 | 2.5
[19 empty] | 7.6067 | 7.8166 | 8.002 | 8.0624 | 8.2066 | 8.3317 | 8.3645 | 8.4679 | 8.5586 | 8.5143 | 8.5964 | 8.6675 | 7.9093 | 8.2691 | 8.5133 | 8.6319 | [19 empty] | 20 | 77 | --------- | 17.5 | 77 | --------- | 2.25 | 77 | --------- | 0.0575 | 77 | 0.0575 | 2.6234 | 2.6234 | 2.5 | 112.5 | 77 | 2.5 | 108 | 77 | 2.4
[19 empty] | 7.5216 | 7.73 | 7.9145 | 7.9718 | 8.1151 | 8.2396 | 8.2701 | 8.3729 | 8.4633 | 8.418 | 8.4998 | 8.5706 | 7.8222 | 8.1774 | 8.4181 | 8.5352 | [19 empty] | 19 | 78 | --------- | 17.4 | 78 | --------- | 2.24 | 78 | --------- | 0.0574 | 78 | 0.0574 | 2.5263 | 2.5263 | 2.4 | 108 | 78 | 2.4 | 103.5 | 78 | 2.3
[19 empty] | 7.4366 | 7.6433 | 7.8269 | 7.8811 | 8.0235 | 8.1476 | 8.1756 | 8.2779 | 8.3679 | 8.3218 | 8.4032 | 8.4737 | 7.7351 | 8.0856 | 8.3229 | 8.4385 | [19 empty] | 18 | 79 | --------- | 17.3 | 79 | --------- | 2.23 | 79 | --------- | 0.0573 | 79 | 0.0573 | 2.4292 | 2.4292 | 2.3 | 103.5 | 79 | 2.3 | 99 | 79 | 2.2
[19 empty] | 7.3515 | 7.5567 | 7.7393 | 7.7905 | 7.9319 | 8.0555 | 8.0811 | 8.1829 | 8.2725 | 8.2255 | 8.3066 | 8.3768 | 7.648 | 7.9937 | 8.2277 | 8.3417 | [19 empty] | 17 | 80 | --------- | 17.2 | 80 | --------- | 2.22 | 80 | --------- | 0.0572 | 80 | 0.0572 | 2.3321 | 2.3321 | 2.2 | 99 | 80 | 2.2 | 94.5 | 80 | 2.1
[19 empty] | 7.2665 | 7.47 | 7.6516 | 7.6998 | 7.8403 | 7.9634 | 7.9866 | 8.0879 | 8.1771 | 8.1293 | 8.21 | 8.2799 | 7.5608 | 7.9019 | 8.1325 | 8.245 | [19 empty] | 16 | 81 | --------- | 17.1 | 81 | --------- | 2.21 | 81 | --------- | 0.0571 | 81 | 0.0571 | 2.235 | 2.235 | 2.1 | 94.5 | 81 | 2.1 | 90 | 81 | 2.0
[19 empty] | 7.1814 | 7.3832 | 7.5639 | 7.6091 | 7.7487 | 7.8712 | 7.8921 | 7.9929 | 8.0817 | 8.033 | 8.1134 | 8.1831 | 7.4736 | 7.81 | 8.0373 | 8.1482 | [19 empty] | 15 | 82 | --------- | 17 | 82 | --------- | 2.2 | 82 | --------- | 0.057 | 82 | 0.057 | 2.1379 | 2.1379 | 2.0 | 90 | 82 | 2.0
[19 empty] | 7.0962 | 7.2964 | 7.4761 | 7.5184 | 7.657 | 7.7791 | 7.7976 | 7.8979 | 7.9862 | 7.9368 | 8.0167 | 8.0861 | 7.3863 | 7.718 | 7.942 | 8.0514 | [19 empty] | 14 | 83 | --------- | 16.9 | 83 | --------- | 2.19 | 83 | --------- | 0.0569 | 83 | 0.0569
[19 empty] | 7.0111 | 7.2096 | 7.3882 | 7.4277 | 7.5654 | 7.6868 | 7.7032 | 7.8029 | 7.8907 | 7.8405 | 7.9201 | 7.9892 | 7.2989 | 7.6261 | 7.8468 | 7.9547 | [19 empty] | 13 | 84 | --------- | 16.8 | 84 | --------- | 2.18 | 84 | --------- | 0.0568 | 84 | 0.0568
[19 empty] | 6.9259 | 7.1228 | 7.3003 | 7.337 | 7.4737 | 7.5946 | 7.6087 | 7.7078 | 7.7953 | 7.7443 | 7.8235 | 7.8923 | 7.2116 | 7.5341 | 7.7515 | 7.8579 | [19 empty] | 12 | 85 | --------- | 16.7 | 85 | --------- | 2.17 | 85 | --------- | 0.0567 | 85 | 0.0567
[19 empty] | 6.8407 | 7.0359 | 7.2123 | 7.2463 | 7.382 | 7.5022 | 7.5142 | 7.6128 | 7.6998 | 7.648 | 7.7269 | 7.7954 | 7.1241 | 7.4421 | 7.6563 | 7.7611 | [19 empty] | 11 | 86 | --------- | 16.6 | 86 | --------- | 2.16 | 86 | --------- | 0.0566 | 86 | 0.0566
[19 empty] | 6.7555 | 6.949 | 7.1243 | 7.1555 | 7.2902 | 7.4099 | 7.4197 | 7.5177 | 7.6043 | 7.5518 | 7.6302 | 7.6984 | 7.0367 | 7.3501 | 7.561 | 7.6643 | [19 empty] | 10 | 87 | --------- | 16.5 | 87 | --------- | 2.15 | 87 | --------- | 0.0565 | 87 | 0.0565
[19 empty] | 6.6702 | 6.862 | 7.0362 | 7.0647 | 7.1985 | 7.3175 | 7.3252 | 7.4226 | 7.5087 | 7.4555 | 7.5336 | 7.6015 | 6.9491 | 7.258 | 7.4657 | 7.5675 | [19 empty] | 9 | 88 | --------- | 16.4 | 88 | --------- | 2.14 | 88 | --------- | 0.0564 | 88 | 0.0564
[19 empty] | 6.585 | 6.7751 | 6.9481 | 6.974 | 7.1067 | 7.2251 | 7.2307 | 7.3276 | 7.4132 | 7.3593 | 7.4369 | 7.5045 | 6.8616 | 7.1659 | 7.3704 | 7.4707 | [19 empty] | 8 | 89 | --------- | 16.3 | 89 | --------- | 2.13 | 89 | --------- | 0.0563 | 89 | 0.0563
[19 empty] | 6.4997 | 6.688 | 6.8599 | 6.8832 | 7.0149 | 7.1326 | 7.1362 | 7.2325 | 7.3176 | 7.2631 | 7.3403 | 7.4076 | 6.7739 | 7.0738 | 7.2751 | 7.3739 | [19 empty] | 7 | 90 | --------- | 16.2 | 90 | --------- | 2.12 | 90 | --------- | 0.0562 | 90 | 0.0562
[19 empty] | 6.4143 | 6.601 | 6.7716 | 6.7924 | 6.9231 | 7.0401 | 7.0417 | 7.1374 | 7.2221 | 7.1668 | 7.2437 | 7.3106 | 6.6863 | 6.9816 | 7.1797 | 7.2771 | [19 empty] | 6 | 91 | --------- | 16.1 | 91 | --------- | 2.11 | 91 | --------- | 0.0561 | 91 | 0.0561
[19 empty] | 6.329 | 6.5139 | 6.6833 | 6.7016 | 6.8313 | 6.9476 | 6.9472 | 7.0423 | 7.1265 | 7.0706 | 7.147 | 7.2136 | 6.5986 | 6.8894 | 7.0844 | 7.1803 | [19 empty] | 5 | 92 | --------- | 16 | 92 | --------- | 2.1 | 92 | --------- | 0.056 | 92 | 0.056
[19 empty] | 6.2436 | 6.4268 | 6.5949 | 6.6108 | 6.7394 | 6.855 | 6.8527 | 6.9472 | 7.0309 | 6.9743 | 7.0504 | 7.1166 | 6.5108 | 6.7972 | 6.9891 | 7.0835 | [19 empty] | 4 | 93 | --------- | 15.9 | 93 | --------- | 2.09 | 93 | --------- | 0.0559 | 93 | 0.0559
[19 empty] | 6.1582 | 6.3396 | 6.5065 | 6.5199 | 6.6475 | 6.7624 | 6.7582 | 6.8521 | 6.9353 | 6.8781 | 6.9537 | 7.0196 | 6.423 | 6.705 | 6.8937 | 6.9867 | [19 empty] | 3 | 94 | --------- | 15.8 | 94 | --------- | 2.08 | 94 | --------- | 0.0558 | 94 | 0.0558
[19 empty] | 6.0728 | 6.2524 | 6.418 | 6.4291 | 6.5556 | 6.6698 | 6.6637 | 6.757 | 6.8396 | 6.7819 | 6.857 | 6.9226 | 6.3352 | 6.6127 | 6.7983 | 6.8898 | [19 empty] | 2 | 95 | --------- | 15.7 | 95 | --------- | 2.07 | 95 | --------- | 0.0557 | 95 | 0.0557
[19 empty] | 5.9874 | 6.1652 | 6.3294 | 6.3383 | 6.4637 | 6.5771 | 6.5692 | 6.6619 | 6.744 | 6.6856 | 6.7604 | 6.8256 | 6.2473 | 6.5204 | 6.7029 | 6.793 | [19 empty] | 1 | 96 | --------- | 15.6 | 96 | --------- | 2.06 | 96 | --------- | 0.0556 | 96 | 0.0556
[19 empty] | 5.9019 | 6.0779 | 6.2408 | 6.2474 | 6.3718 | 6.4844 | 6.4748 | 6.5667 | 6.6483 | 6.5894 | 6.6637 | 6.7286 | 6.1593 | 6.4281 | 6.6075 | 6.6961 | [22 empty] | 15.5 | 97 | --------- | 2.05 | 97 | --------- | 0.0555 | 97 | 0.0555
[19 empty] | 5.8165 | 5.9906 | 6.1521 | 6.1565 | 6.2798 | 6.3916 | 6.3803 | 6.4716 | 6.5526 | 6.4932 | 6.567 | 6.6316 | 6.0714 | 6.3357 | 6.5121 | 6.5993 | [22 empty] | 15.4 | 98 | --------- | 2.04 | 98 | --------- | 0.0554 | 98 | 0.0554
[19 empty] | 5.7309 | 5.9033 | 6.0634 | 6.0656 | 6.1878 | 6.2988 | 6.2858 | 6.3764 | 6.4569 | 6.3969 | 6.4704 | 6.5345 | 5.9833 | 6.2433 | 6.4167 | 6.5024 | [22 empty] | 15.3 | 99 | --------- | 2.03 | 99 | --------- | 0.0553 | 99 | 0.0553
[19 empty] | 5.6454 | 5.8159 | 5.9746 | 5.9747 | 6.0958 | 6.206 | 6.1913 | 6.2813 | 6.3612 | 6.3007 | 6.3737 | 6.4375 | 5.8952 | 6.1509 | 6.3212 | 6.4056 | [22 empty] | 15.2 | 100 | --------- | 2.02 | 100 | --------- | 0.0552 | 100 | 0.0552
[19 empty] | 5.5599 | 5.7285 | 5.8857 | 5.8838 | 6.0038 | 6.1131 | 6.0968 | 6.1861 | 6.2655 | 6.2044 | 6.277 | 6.3404 | 5.8071 | 6.0585 | 6.2258 | 6.3087 | [22 empty] | 15.1 | 101 | --------- | 2.01 | 101 | --------- | 0.0551 | 101 | 0.0551
[19 empty] | 5.4743 | 5.641 | 5.7968 | 5.7929 | 5.9118 | 6.0202 | 6.0023 | 6.0909 | 6.1697 | 6.1082 | 6.1803 | 6.2433 | 5.7189 | 5.966 | 6.1303 | 6.2118 | [22 empty] | 15 | 102 | --------- | 2 | 102 | --------- | 0.055 | 102 | 0.055
[19 empty] | 5.3887 | 5.5536 | 5.7079 | 5.7019 | 5.8197 | 5.9273 | 5.9078 | 5.9958 | 6.074 | 6.012 | 6.0836 | 6.1463 | 5.6307 | 5.8735 | 6.0349 | 6.115 | [22 empty] | 14.9 | 103 | --------- | 1.99 | 103 | --------- | 0.0549 | 103 | 0.0549
[19 empty] | 5.3031 | 5.466 | 5.6188 | 5.611 | 5.7276 | 5.8343 | 5.8133 | 5.9006 | 5.9782 | 5.9158 | 5.9869 | 6.0492 | 5.5424 | 5.781 | 5.9394 | 6.0181 | [22 empty] | 14.8 | 104 | --------- | 1.98 | 104 | --------- | 0.0548 | 104 | 0.0548
[19 empty] | 5.2174 | 5.3785 | 5.5298 | 5.52 | 5.6355 | 5.7413 | 5.7188 | 5.8054 | 5.8824 | 5.8195 | 5.8903 | 5.9521 | 5.4541 | 5.6884 | 5.8439 | 5.9212 | [22 empty] | 14.7 | 105 | --------- | 1.97 | 105 | --------- | 0.0547 | 105 | 0.0547
[19 empty] | 5.1317 | 5.2909 | 5.4406 | 5.429 | 5.5434 | 5.6482 | 5.6243 | 5.7102 | 5.7866 | 5.7233 | 5.7936 | 5.855 | 5.3658 | 5.5958 | 5.7484 | 5.8243 | [22 empty] | 14.6 | 106 | --------- | 1.96 | 106 | --------- | 0.0546 | 106 | 0.0546
[19 empty] | 5.046 | 5.2033 | 5.3514 | 5.338 | 5.4512 | 5.5551 | 5.5297 | 5.615 | 5.6907 | 5.6271 | 5.6969 | 5.7579 | 5.2774 | 5.5032 | 5.6528 | 5.7274 | [22 empty] | 14.5 | 107 | --------- | 1.95 | 107 | --------- | 0.0545 | 107 | 0.0545
[19 empty] | 4.9603 | 5.1156 | 5.2622 | 5.247 | 5.3591 | 5.462 | 5.4352 | 5.5197 | 5.5949 | 5.5308 | 5.6002 | 5.6608 | 5.1889 | 5.4105 | 5.5573 | 5.6305 | [22 empty] | 14.4 | 108 | --------- | 1.94 | 108 | --------- | 0.0544 | 108 | 0.0544
[19 empty] | 4.8746 | 5.028 | 5.1728 | 5.156 | 5.2669 | 5.3688 | 5.3407 | 5.4245 | 5.499 | 5.4346 | 5.5035 | 5.5637 | 5.1004 | 5.3178 | 5.4618 | 5.5336 | [22 empty] | 14.3 | 109 | --------- | 1.93 | 109 | --------- | 0.0543 | 109 | 0.0543
[19 empty] | 4.7888 | 4.9402 | 5.0835 | 5.065 | 5.1746 | 5.2756 | 5.2462 | 5.3293 | 5.4032 | 5.3384 | 5.4067 | 5.4665 | 5.0119 | 5.2251 | 5.3662 | 5.4366 | [22 empty] | 14.2 | 110 | --------- | 1.92 | 110 | --------- | 0.0542 | 110 | 0.0542
[19 empty] | 4.703 | 4.8525 | 4.994 | 4.974 | 5.0824 | 5.1824 | 5.1517 | 5.234 | 5.3073 | 5.2422 | 5.31 | 5.3694 | 4.9233 | 5.1324 | 5.2706 | 5.3397 | [22 empty] | 14.1 | 111 | --------- | 1.91 | 111 | --------- | 0.0541 | 111 | 0.0541
[19 empty] | 4.6172 | 4.7647 | 4.9045 | 4.8829 | 4.9902 | 5.0891 | 5.0572 | 5.1388 | 5.2113 | 5.1459 | 5.2133 | 5.2722 | 4.8346 | 5.0396 | 5.1751 | 5.2428 | [22 empty] | 14 | 112 | --------- | 1.9 | 112 | --------- | 0.054 | 112 | 0.054
[19 empty] | 4.5314 | 4.6769 | 4.815 | 4.7918 | 4.8979 | 4.9958 | 4.9627 | 5.0435 | 5.1154 | 5.0497 | 5.1166 | 5.1751 | 4.7459 | 4.9468 | 5.0795 | 5.1458 | [22 empty] | 13.9 | 113 | --------- | 1.89 | 113 | --------- | 0.0539 | 113 | 0.0539
[19 empty] | 4.4455 | 4.589 | 4.7254 | 4.7008 | 4.8056 | 4.9024 | 4.8682 | 4.9482 | 5.0195 | 4.9535 | 5.0199 | 5.0779 | 4.6572 | 4.854 | 4.9839 | 5.0489 | [22 empty] | 13.8 | 114 | --------- | 1.88 | 114 | --------- | 0.0538 | 114 | 0.0538
[19 empty] | 4.3596 | 4.5011 | 4.6357 | 4.6097 | 4.7133 | 4.809 | 4.7737 | 4.853 | 4.9235 | 4.8573 | 4.9232 | 4.9807 | 4.5684 | 4.7611 | 4.8882 | 4.9519 | [22 empty] | 13.7 | 115 | --------- | 1.87 | 115 | --------- | 0.0537 | 115 | 0.0537
[19 empty] | 4.2737 | 4.4132 | 4.546 | 4.5186 | 4.6209 | 4.7156 | 4.6792 | 4.7577 | 4.8276 | 4.761 | 4.8264 | 4.8835 | 4.4796 | 4.6683 | 4.7926 | 4.855 | [22 empty] | 13.6 | 116 | --------- | 1.86 | 116 | --------- | 0.0536 | 116 | 0.0536
[19 empty] | 4.1878 | 4.3252 | 4.4562 | 4.4275 | 4.5286 | 4.6221 | 4.5847 | 4.6624 | 4.7316 | 4.6648 | 4.7297 | 4.7864 | 4.3907 | 4.5753 | 4.697 | 4.758 | [22 empty] | 13.5 | 117 | --------- | 1.85 | 117 | --------- | 0.0535 | 117 | 0.0535
[19 empty] | 4.1019 | 4.2372 | 4.3664 | 4.3363 | 4.4362 | 4.5286 | 4.4902 | 4.5671 | 4.6356 | 4.5686 | 4.633 | 4.6892 | 4.3018 | 4.4824 | 4.6013 | 4.6611 | [22 empty] | 13.4 | 118 | --------- | 1.84 | 118 | --------- | 0.0534 | 118 | 0.0534
[19 empty] | 4.0159 | 4.1492 | 4.2765 | 4.2452 | 4.3438 | 4.4351 | 4.3956 | 4.4718 | 4.5395 | 4.4724 | 4.5362 | 4.5919 | 4.2128 | 4.3894 | 4.5057 | 4.5641 | [22 empty] | 13.3 | 119 | --------- | 1.83 | 119 | --------- | 0.0533 | 119 | 0.0533
[19 empty] | 3.9299 | 4.0611 | 4.1865 | 4.1541 | 4.2513 | 4.3415 | 4.3011 | 4.3765 | 4.4435 | 4.3762 | 4.4395 | 4.4947 | 4.1238 | 4.2964 | 4.41 | 4.4671 | [22 empty] | 13.2 | 120 | --------- | 1.82 | 120 | --------- | 0.0532 | 120 | 0.0532
[19 empty] | 3.8439 | 3.973 | 4.0965 | 4.0629 | 4.1589 | 4.2479 | 4.2066 | 4.2811 | 4.3474 | 4.2799 | 4.3427 | 4.3975 | 4.0347 | 4.2034 | 4.3143 | 4.3701 | [22 empty] | 13.1 | 121 | --------- | 1.81 | 121 | --------- | 0.0531 | 121 | 0.0531
[19 empty] | 3.7578 | 3.8848 | 4.0064 | 3.9717 | 4.0664 | 4.1542 | 4.1121 | 4.1858 | 4.2514 | 4.1837 | 4.246 | 4.3003 | 3.9456 | 4.1103 | 4.2186 | 4.2731 | [22 empty] | 13 | 122 | --------- | 1.8 | 122 | --------- | 0.053 | 122 | 0.053
[19 empty] | 3.6717 | 3.7966 | 3.9163 | 3.8805 | 3.974 | 4.0605 | 4.0176 | 4.0905 | 4.1553 | 4.0875 | 4.1492 | 4.203 | 3.8565 | 4.0172 | 4.1229 | 4.1761 | [22 empty] | 12.9 | 123 | --------- | 1.79 | 123 | --------- | 0.0529 | 123 | 0.0529
[19 empty] | 3.5856 | 3.7084 | 3.8261 | 3.7894 | 3.8814 | 3.9668 | 3.9231 | 3.9951 | 4.0592 | 3.9913 | 4.0525 | 4.1058 | 3.7673 | 3.9241 | 4.0271 | 4.0791 | [22 empty] | 12.8 | 124 | --------- | 1.78 | 124 | --------- | 0.0528 | 124 | 0.0528
[19 empty] | 3.4995 | 3.6202 | 3.7358 | 3.6981 | 3.7889 | 3.873 | 3.8286 | 3.8998 | 3.9631 | 3.8951 | 3.9557 | 4.0085 | 3.678 | 3.831 | 3.9314 | 3.9821 | [22 empty] | 12.7 | 125 | --------- | 1.77 | 125 | --------- | 0.0527 | 125 | 0.0527
[19 empty] | 3.4134 | 3.5319 | 3.6455 | 3.6069 | 3.6964 | 3.7792 | 3.734 | 3.8044 | 3.8669 | 3.7989 | 3.859 | 3.9112 | 3.5887 | 3.7378 | 3.8357 | 3.8851 | [22 empty] | 12.6 | 126 | --------- | 1.76 | 126 | --------- | 0.0526 | 126 | 0.0526
[19 empty] | 3.3272 | 3.4436 | 3.5551 | 3.5157 | 3.6038 | 3.6854 | 3.6395 | 3.709 | 3.7708 | 3.7026 | 3.7622 | 3.814 | 3.4994 | 3.6446 | 3.7399 | 3.7881 | [22 empty] | 12.5 | 127 | --------- | 1.75 | 127 | --------- | 0.0525 | 127 | 0.0525
[19 empty] | 3.241 | 3.3552 | 3.4647 | 3.4244 | 3.5112 | 3.5915 | 3.545 | 3.6136 | 3.6746 | 3.6064 | 3.6654 | 3.7167 | 3.41 | 3.5513 | 3.6441 | 3.6911 | [22 empty] | 12.4 | 128 | --------- | 1.74 | 128 | --------- | 0.0524 | 128 | 0.0524
[19 empty] | 3.1548 | 3.2668 | 3.3742 | 3.3332 | 3.4186 | 3.4976 | 3.4505 | 3.5182 | 3.5784 | 3.5102 | 3.5687 | 3.6194 | 3.3205 | 3.4581 | 3.5483 | 3.594 | [22 empty] | 12.3 | 129 | --------- | 1.73 | 129 | --------- | 0.0523 | 129 | 0.0523
[19 empty] | 3.0686 | 3.1784 | 3.2837 | 3.2419 | 3.326 | 3.4036 | 3.356 | 3.4229 | 3.4822 | 3.414 | 3.4719 | 3.5221 | 3.231 | 3.3648 | 3.4525 | 3.497 | [22 empty] | 12.2 | 130 | --------- | 1.72 | 130 | --------- | 0.0522 | 130 | 0.0522
[19 empty] | 2.9823 | 3.0899 | 3.1931 | 3.1506 | 3.2333 | 3.3096 | 3.2614 | 3.3274 | 3.386 | 3.3178 | 3.3751 | 3.4248 | 3.1415 | 3.2715 | 3.3567 | 3.4 | [22 empty] | 12.1 | 131 | --------- | 1.71 | 131 | --------- | 0.0521 | 131 | 0.0521
[19 empty] | 2.896 | 3.0015 | 3.1024 | 3.0593 | 3.1406 | 3.2156 | 3.1669 | 3.232 | 3.2898 | 3.2216 | 3.2783 | 3.3275 | 3.0519 | 3.1781 | 3.2609 | 3.3029 | [22 empty] | 12 | 132 | --------- | 1.7 | 132 | --------- | 0.052 | 132 | 0.052
[19 empty] | 2.8097 | 2.9129 | 3.0117 | 2.968 | 3.0479 | 3.1215 | 3.0724 | 3.1366 | 3.1935 | 3.1254 | 3.1816 | 3.2301 | 2.9623 | 3.0847 | 3.1651 | 3.2059 | [22 empty] | 11.9 | 133 | --------- | 1.69 | 133 | --------- | 0.0519 | 133 | 0.0519
[19 empty] | 2.7234 | 2.8244 | 2.9209 | 2.8767 | 2.9552 | 3.0274 | 2.9779 | 3.0412 | 3.0973 | 3.0292 | 3.0848 | 3.1328 | 2.8726 | 2.9913 | 3.0692 | 3.1088 | [22 empty] | 11.8 | 134 | --------- | 1.68 | 134 | --------- | 0.0518 | 134 | 0.0518
[19 empty] | 2.6371 | 2.7358 | 2.8301 | 2.7854 | 2.8625 | 2.9333 | 2.8834 | 2.9458 | 3.001 | 2.9329 | 2.988 | 3.0355 | 2.7829 | 2.8979 | 2.9734 | 3.0117 | [22 empty] | 11.7 | 135 | --------- | 1.67 | 135 | --------- | 0.0517 | 135 | 0.0517
[19 empty] | 2.5507 | 2.6471 | 2.7392 | 2.694 | 2.7697 | 2.8391 | 2.7888 | 2.8503 | 2.9047 | 2.8367 | 2.8912 | 2.9381 | 2.6932 | 2.8044 | 2.8775 | 2.9147 | [22 empty] | 11.6 | 136 | --------- | 1.66 | 136 | --------- | 0.0516 | 136 | 0.0516
[19 empty] | 2.4643 | 2.5584 | 2.6482 | 2.6027 | 2.6769 | 2.7449 | 2.6943 | 2.7549 | 2.8084 | 2.7405 | 2.7944 | 2.8407 | 2.6033 | 2.7109 | 2.7816 | 2.8176 | [22 empty] | 11.5 | 137 | --------- | 1.65 | 137 | --------- | 0.0515 | 137 | 0.0515
[19 empty] | 2.3779 | 2.4697 | 2.5572 | 2.5113 | 2.5841 | 2.6506 | 2.5998 | 2.6594 | 2.7121 | 2.6443 | 2.6976 | 2.7434 | 2.5135 | 2.6174 | 2.6857 | 2.7205 | [22 empty] | 11.4 | 138 | --------- | 1.64 | 138 | --------- | 0.0514 | 138 | 0.0514
[19 empty] | 2.2914 | 2.381 | 2.4662 | 2.4199 | 2.4913 | 2.5563 | 2.5053 | 2.5639 | 2.6157 | 2.5481 | 2.6008 | 2.646 | 2.4236 | 2.5238 | 2.5898 | 2.6234 | [22 empty] | 11.3 | 139 | --------- | 1.63 | 139 | --------- | 0.0513 | 139 | 0.0513
[19 empty] | 2.2049 | 2.2922 | 2.375 | 2.3285 | 2.3985 | 2.462 | 2.4107 | 2.4685 | 2.5194 | 2.4519 | 2.504 | 2.5486 | 2.3336 | 2.4302 | 2.4939 | 2.5263 | [22 empty] | 11.2 | 140 | --------- | 1.62 | 140 | --------- | 0.0512 | 140 | 0.0512
[19 empty] | 2.1184 | 2.2034 | 2.2838 | 2.2371 | 2.3056 | 2.3676 | 2.3162 | 2.373 | 2.423 | 2.3557 | 2.4072 | 2.4512 | 2.2436 | 2.3366 | 2.398 | 2.4292 | [22 empty] | 11.1 | 141 | --------- | 1.61 | 141 | --------- | 0.0511 | 141 | 0.0511
[19 empty] | 2.0319 | 2.1146 | 2.1926 | 2.1457 | 2.2127 | 2.2732 | 2.2217 | 2.2775 | 2.3266 | 2.2595 | 2.3104 | 2.3538 | 2.1536 | 2.243 | 2.302 | 2.3321 | [22 empty] | 11 | 142 | --------- | 1.6 | 142 | --------- | 0.051 | 142 | 0.051
[19 empty] | 1.9454 | 2.0257 | 2.1013 | 2.0543 | 2.1198 | 2.1788 | 2.1271 | 2.182 | 2.2302 | 2.1633 | 2.2136 | 2.2564 | 2.0635 | 2.1493 | 2.2061 | 2.235 | [22 empty] | 10.9 | 143 | --------- | 1.59 | 143 | --------- | 0.0509 | 143 | 0.0509
[19 empty] | 1.8588 | 1.9368 | 2.0099 | 1.9628 | 2.0269 | 2.0843 | 2.0326 | 2.0865 | 2.1338 | 2.0671 | 2.1168 | 2.159 | 1.9734 | 2.0556 | 2.1101 | 2.1379 | [22 empty] | 10.8 | 144 | --------- | 1.58 | 144 | --------- | 0.0508 | 144 | 0.0508
[57 empty] | 10.7 | 145 | --------- | 1.57 | 145 | --------- | 0.0507 | 145 | 0.0507
[57 empty] | 10.6 | 146 | --------- | 1.56 | 146 | --------- | 0.0506 | 146 | 0.0506
[57 empty] | 10.5 | 147 | --------- | 1.55 | 147 | --------- | 0.0505 | 147 | 0.0505
[57 empty] | 10.4 | 148 | --------- | 1.54 | 148 | --------- | 0.0504 | 148 | 0.0504
[57 empty] | 10.3 | 149 | --------- | 1.53 | 149 | --------- | 0.0503 | 149 | 0.0503
[57 empty] | 10.2 | 150 | --------- | 1.52 | 150 | --------- | 0.0502 | 150 | 0.0502
[57 empty] | 10.1 | 151 | --------- | 1.51 | 151 | --------- | 0.0501 | 151 | 0.0501
[57 empty] | 10 | 152 | --------- | 1.5 | 152 | --------- | 0.05 | 152 | 0.05
[57 empty] | 9.9 | 153 | --------- | 1.49 | 153 | --------- | 0.0499 | 153 | 0.0499
[57 empty] | 9.8 | 154 | --------- | 1.48 | 154 | --------- | 0.0498 | 154 | 0.0498
[57 empty] | 9.7 | 155 | --------- | 1.47 | 155 | --------- | 0.0497 | 155 | 0.0497
[57 empty] | 9.6 | 156 | --------- | 1.46 | 156 | --------- | 0.0496 | 156 | 0.0496
[57 empty] | 9.5 | 157 | --------- | 1.45 | 157 | --------- | 0.0495 | 157 | 0.0495
[57 empty] | 9.4 | 158 | --------- | 1.44 | 158 | --------- | 0.0494 | 158 | 0.0494
[57 empty] | 9.3 | 159 | --------- | 1.43 | 159 | --------- | 0.0493 | 159 | 0.0493
[57 empty] | 9.2 | 160 | --------- | 1.42 | 160 | --------- | 0.0492 | 160 | 0.0492
[57 empty] | 9.1 | 161 | --------- | 1.41 | 161 | --------- | 0.0491 | 161 | 0.0491
[57 empty] | 9 | 162 | --------- | 1.4 | 162 | --------- | 0.049 | 162 | 0.049
[57 empty] | 8.9 | 163 | --------- | 1.39 | 163 | --------- | 0.0489 | 163 | 0.0489
[57 empty] | 8.8 | 164 | --------- | 1.38 | 164 | --------- | 0.0488 | 164 | 0.0488
[57 empty] | 8.7 | 165 | --------- | 1.37 | 165 | --------- | 0.0487 | 165 | 0.0487
[57 empty] | 8.6 | 166 | --------- | 1.36 | 166 | --------- | 0.0486 | 166 | 0.0486
[57 empty] | 8.5 | 167 | --------- | 1.35 | 167 | --------- | 0.0485 | 167 | 0.0485
[57 empty] | 8.4 | 168 | --------- | 1.34 | 168 | --------- | 0.0484 | 168 | 0.0484
[57 empty] | 8.3 | 169 | --------- | 1.33 | 169 | --------- | 0.0483 | 169 | 0.0483
[57 empty] | 8.2 | 170 | --------- | 1.32 | 170 | --------- | 0.0482 | 170 | 0.0482
[57 empty] | 8.1 | 171 | --------- | 1.31 | 171 | --------- | 0.0481 | 171 | 0.0481
[57 empty] | 8 | 172 | --------- | 1.3 | 172 | --------- | 0.048 | 172 | 0.048
[57 empty] | 7.9 | 173 | --------- | 1.29 | 173 | --------- | 0.0479 | 173 | 0.0479
[57 empty] | 7.8 | 174 | --------- | 1.28 | 174 | --------- | 0.0478 | 174 | 0.0478
[57 empty] | 7.7 | 175 | --------- | 1.27 | 175 | --------- | 0.0477 | 175 | 0.0477
[57 empty] | 7.6 | 176 | --------- | 1.26 | 176 | --------- | 0.0476 | 176 | 0.0476
[57 empty] | 7.5 | 177 | --------- | 1.25 | 177 | --------- | 0.0475 | 177 | 0.0475
[57 empty] | 7.4 | 178 | --------- | 1.24 | 178 | --------- | 0.0474 | 178 | 0.0474
[57 empty] | 7.3 | 179 | --------- | 1.23 | 179 | --------- | 0.0473 | 179 | 0.0473
[57 empty] | 7.2 | 180 | --------- | 1.22 | 180 | --------- | 0.0472 | 180 | 0.0472
[57 empty] | 7.1 | 181 | --------- | 1.21 | 181 | --------- | 0.0471 | 181 | 0.0471
[57 empty] | 7 | 182 | --------- | 1.2 | 182 | --------- | 0.047 | 182 | 0.047
[57 empty] | 6.9 | 183 | --------- | 1.19 | 183 | --------- | 0.0469 | 183 | 0.0469
[57 empty] | 6.8 | 184 | --------- | 1.18 | 184 | --------- | 0.0468 | 184 | 0.0468
[57 empty] | 6.7 | 185 | --------- | 1.17 | 185 | --------- | 0.0467 | 185 | 0.0467
[57 empty] | 6.6 | 186 | --------- | 1.16 | 186 | --------- | 0.0466 | 186 | 0.0466
[57 empty] | 6.5 | 187 | --------- | 1.15 | 187 | --------- | 0.0465 | 187 | 0.0465
[57 empty] | 6.4 | 188 | --------- | 1.14 | 188 | --------- | 0.0464 | 188 | 0.0464
[57 empty] | 6.3 | 189 | --------- | 1.13 | 189 | --------- | 0.0463 | 189 | 0.0463
[57 empty] | 6.2 | 190 | --------- | 1.12 | 190 | --------- | 0.0462 | 190 | 0.0462
[57 empty] | 6.1 | 191 | --------- | 1.11 | 191 | --------- | 0.0461 | 191 | 0.0461
[57 empty] | 6 | 192 | --------- | 1.1 | 192 | --------- | 0.046 | 192 | 0.046
[57 empty] | 5.9 | 193 | --------- | 1.09 | 193 | --------- | 0.0459 | 193 | 0.0459
[57 empty] | 5.8 | 194 | --------- | 1.08 | 194 | --------- | 0.0458 | 194 | 0.0458
[57 empty] | 5.7 | 195 | --------- | 1.07 | 195 | --------- | 0.0457 | 195 | 0.0457
[57 empty] | 5.6 | 196 | --------- | 1.06 | 196 | --------- | 0.0456 | 196 | 0.0456
[57 empty] | 5.5 | 197 | --------- | 1.05 | 197 | --------- | 0.0455 | 197 | 0.0455
[57 empty] | 5.4 | 198 | --------- | 1.04 | 198 | --------- | 0.0454 | 198 | 0.0454
[57 empty] | 5.3 | 199 | --------- | 1.03 | 199 | --------- | 0.0453 | 199 | 0.0453
[57 empty] | 5.2 | 200 | --------- | 1.02 | 200 | --------- | 0.0452 | 200 | 0.0452
[57 empty] | 5.1 | 201 | --------- | 1.01 | 201 | --------- | 0.0451 | 201 | 0.0451
[57 empty] | 5 | 202 | --------- | 1 | 202 | --------- | 0.045 | 202 | 0.045
[57 empty] | 4.9 | 203 | --------- | 0.99 | 203 | --------- | 0.0449 | 203 | 0.0449
[57 empty] | 4.8 | 204 | --------- | 0.98 | 204 | --------- | 0.0448 | 204 | 0.0448
[57 empty] | 4.7 | 205 | --------- | 0.97 | 205 | --------- | 0.0447 | 205 | 0.0447
[57 empty] | 4.6 | 206 | --------- | 0.96 | 206 | --------- | 0.0446 | 206 | 0.0446
[57 empty] | 4.5 | 207 | --------- | 0.95 | 207 | --------- | 0.0445 | 207 | 0.0445
[57 empty] | 4.4 | 208 | --------- | 0.94 | 208 | --------- | 0.0444 | 208 | 0.0444
[57 empty] | 4.3 | 209 | --------- | 0.93 | 209 | --------- | 0.0443 | 209 | 0.0443
[57 empty] | 4.2 | 210 | --------- | 0.92 | 210 | --------- | 0.0442 | 210 | 0.0442
[57 empty] | 4.1 | 211 | --------- | 0.91 | 211 | --------- | 0.0441 | 211 | 0.0441
[57 empty] | 4 | 212 | --------- | 0.9 | 212 | --------- | 0.044 | 212 | 0.044
[57 empty] | 3.9 | 213 | --------- | 0.89 | 213 | --------- | 0.0439 | 213 | 0.0439
[57 empty] | 3.8 | 214 | --------- | 0.88 | 214 | --------- | 0.0438 | 214 | 0.0438
[57 empty] | 3.7 | 215 | --------- | 0.87 | 215 | --------- | 0.0437 | 215 | 0.0437
[57 empty] | 3.6 | 216 | --------- | 0.86 | 216 | --------- | 0.0436 | 216 | 0.0436
[57 empty] | 3.5 | 217 | --------- | 0.85 | 217 | --------- | 0.0435 | 217 | 0.0435
[57 empty] | 3.4 | 218 | --------- | 0.84 | 218 | --------- | 0.0434 | 218 | 0.0434
[57 empty] | 3.3 | 219 | --------- | 0.83 | 219 | --------- | 0.0433 | 219 | 0.0433
[57 empty] | 3.2 | 220 | --------- | 0.82 | 220 | --------- | 0.0432 | 220 | 0.0432
[57 empty] | 3.1 | 221 | --------- | 0.81 | 221 | --------- | 0.0431 | 221 | 0.0431
[57 empty] | 3 | 222 | --------- | 0.8 | 222 | --------- | 0.043 | 222 | 0.043
[57 empty] | 2.9 | 223 | --------- | 0.79 | 223 | --------- | 0.0429 | 223 | 0.0429
[57 empty] | 2.8 | 224 | --------- | 0.78 | 224 | --------- | 0.0428 | 224 | 0.0428
[57 empty] | 2.7 | 225 | --------- | 0.77 | 225 | --------- | 0.0427 | 225 | 0.0427
[57 empty] | 2.6 | 226 | --------- | 0.76 | 226 | --------- | 0.0426 | 226 | 0.0426
[57 empty] | 2.5 | 227 | --------- | 0.75 | 227 | --------- | 0.0425 | 227 | 0.0425
[57 empty] | 2.4 | 228 | --------- | 0.74 | 228 | --------- | 0.0424 | 228 | 0.0424
[57 empty] | 2.3 | 229 | --------- | 0.73 | 229 | --------- | 0.0423 | 229 | 0.0423
[57 empty] | 2.2 | 230 | --------- | 0.72 | 230 | --------- | 0.0422 | 230 | 0.0422
[57 empty] | 2.1 | 231 | --------- | 0.71 | 231 | --------- | 0.0421 | 231 | 0.0421
[57 empty] | 2 | 232 | --------- | 0.7 | 232 | --------- | 0.042 | 232 | 0.042
[57 empty] | 1.9 | 233 | --------- | 0.69 | 233 | --------- | 0.0419 | 233 | 0.0419
[57 empty] | 1.8 | 234 | --------- | 0.68 | 234 | --------- | 0.0418 | 234 | 0.0418
[57 empty] | 1.7 | 235 | --------- | 0.67 | 235 | --------- | 0.0417 | 235 | 0.0417
[57 empty] | 1.6 | 236 | --------- | 0.66 | 236 | --------- | 0.0416 | 236 | 0.0416
[57 empty] | 1.5 | 237 | --------- | 0.65 | 237 | --------- | 0.0415 | 237 | 0.0415
[57 empty] | 1.4 | 238 | --------- | 0.64 | 238 | --------- | 0.0414 | 238 | 0.0414
[57 empty] | 1.3 | 239 | --------- | 0.63 | 239 | --------- | 0.0413 | 239 | 0.0413
[57 empty] | 1.2 | 240 | --------- | 0.62 | 240 | --------- | 0.0412 | 240 | 0.0412
[57 empty] | 1.1 | 241 | --------- | 0.61 | 241 | --------- | 0.0411 | 241 | 0.0411
[57 empty] | 1 | 242 | --------- | 0.6 | 242 | --------- | 0.041 | 242 | 0.041
[60 empty] | 0.59 | 243 | --------- | 0.0409 | 243 | 0.0409
[60 empty] | 0.58 | 244 | --------- | 0.0408 | 244 | 0.0408
[60 empty] | 0.57 | 245 | --------- | 0.0407 | 245 | 0.0407
[60 empty] | 0.56 | 246 | --------- | 0.0406 | 246 | 0.0406
[60 empty] | 0.55 | 247 | --------- | 0.0405 | 247 | 0.0405
[60 empty] | 0.54 | 248 | --------- | 0.0404 | 248 | 0.0404
[60 empty] | 0.53 | 249 | --------- | 0.0403 | 249 | 0.0403
[60 empty] | 0.52 | 250 | --------- | 0.0402 | 250 | 0.0402
[60 empty] | 0.51 | 251 | --------- | 0.0401 | 251 | 0.0401
[60 empty] | 0.5 | 252 | --------- | 0.04 | 252 | 0.04
[60 empty] | 0.49 | 253 | --------- | 0.0399 | 253 | 0.0399
[60 empty] | 0.48 | 254 | --------- | 0.0398 | 254 | 0.0398
[60 empty] | 0.47 | 255 | --------- | 0.0397 | 255 | 0.0397
[60 empty] | 0.46 | 256 | --------- | 0.0396 | 256 | 0.0396
[60 empty] | 0.45 | 257 | --------- | 0.0395 | 257 | 0.0395
[60 empty] | 0.44 | 258 | --------- | 0.0394 | 258 | 0.0394
[60 empty] | 0.43 | 259 | --------- | 0.0393 | 259 | 0.0393
[60 empty] | 0.42 | 260 | --------- | 0.0392 | 260 | 0.0392
[60 empty] | 0.41 | 261 | --------- | 0.0391 | 261 | 0.0391
[60 empty] | 0.4 | 262 | --------- | 0.039 | 262 | 0.039
[60 empty] | 0.39 | 263 | --------- | 0.0389 | 263 | 0.0389
[60 empty] | 0.38 | 264 | --------- | 0.0388 | 264 | 0.0388
[60 empty] | 0.37 | 265 | --------- | 0.0387 | 265 | 0.0387
[60 empty] | 0.36 | 266 | --------- | 0.0386 | 266 | 0.0386
[60 empty] | 0.35 | 267 | --------- | 0.0385 | 267 | 0.0385
[60 empty] | 0.34 | 268 | --------- | 0.0384 | 268 | 0.0384
[60 empty] | 0.33 | 269 | --------- | 0.0383 | 269 | 0.0383
[60 empty] | 0.32 | 270 | --------- | 0.0382 | 270 | 0.0382
[60 empty] | 0.31 | 271 | --------- | 0.0381 | 271 | 0.0381
[60 empty] | 0.3 | 272 | --------- | 0.038 | 272 | 0.038
[60 empty] | 0.29 | 273 | --------- | 0.0379 | 273 | 0.0379
[60 empty] | 0.28 | 274 | --------- | 0.0378 | 274 | 0.0378
[60 empty] | 0.27 | 275 | --------- | 0.0377 | 275 | 0.0377
[60 empty] | 0.26 | 276 | --------- | 0.0376 | 276 | 0.0376
[60 empty] | 0.25 | 277 | --------- | 0.0375 | 277 | 0.0375
[60 empty] | 0.24 | 278 | --------- | 0.0374 | 278 | 0.0374
[60 empty] | 0.23 | 279 | --------- | 0.0373 | 279 | 0.0373
[60 empty] | 0.22 | 280 | --------- | 0.0372 | 280 | 0.0372
[60 empty] | 0.21 | 281 | --------- | 0.0371 | 281 | 0.0371
[60 empty] | 0.2 | 282 | --------- | 0.037 | 282 | 0.037
[60 empty] | 0.19 | 283 | --------- | 0.0369 | 283 | 0.0369
[60 empty] | 0.18 | 284 | --------- | 0.0368 | 284 | 0.0368
[60 empty] | 0.17 | 285 | --------- | 0.0367 | 285 | 0.0367
[60 empty] | 0.16 | 286 | --------- | 0.0366 | 286 | 0.0366
[60 empty] | 0.15 | 287 | --------- | 0.0365 | 287 | 0.0365
[60 empty] | 0.14 | 288 | --------- | 0.0364 | 288 | 0.0364
[60 empty] | 0.13 | 289 | --------- | 0.0363 | 289 | 0.0363
[60 empty] | 0.12 | 290 | --------- | 0.0362 | 290 | 0.0362
[60 empty] | 0.11 | 291 | --------- | 0.0361 | 291 | 0.0361
[60 empty] | 0.1 | 292 | --------- | 0.036 | 292 | 0.036
[60 empty] | 0.09 | 293 | --------- | 0.0359 | 293 | 0.0359
[60 empty] | 0.08 | 294 | --------- | 0.0358 | 294 | 0.0358
[60 empty] | 0.07 | 295 | --------- | 0.0357 | 295 | 0.0357
[60 empty] | 0.06 | 296 | --------- | 0.0356 | 296 | 0.0356
[60 empty] | 0.05 | 297 | --------- | 0.0355 | 297 | 0.0355
[60 empty] | 0.04 | 298 | --------- | 0.0354 | 298 | 0.0354
[60 empty] | 0.03 | 299 | --------- | 0.0353 | 299 | 0.0353
[60 empty] | 0.02 | 300 | --------- | 0.0352 | 300 | 0.0352
[60 empty] | 0.01 | 301 | --------- | 0.0351 | 301 | 0.0351
[63 empty] | 0.035 | 302 | 0.035
[63 empty] | 0.0349 | 303 | 0.0349
[63 empty] | 0.0348 | 304 | 0.0348
[63 empty] | 0.0347 | 305 | 0.0347
[63 empty] | 0.0346 | 306 | 0.0346
[63 empty] | 0.0345 | 307 | 0.0345
[63 empty] | 0.0344 | 308 | 0.0344
[63 empty] | 0.0343 | 309 | 0.0343
[63 empty] | 0.0342 | 310 | 0.0342
[63 empty] | 0.0341 | 311 | 0.0341
[63 empty] | 0.034 | 312 | 0.034
[63 empty] | 0.0339 | 313 | 0.0339
[63 empty] | 0.0338 | 314 | 0.0338
[63 empty] | 0.0337 | 315 | 0.0337
[63 empty] | 0.0336 | 316 | 0.0336
[63 empty] | 0.0335 | 317 | 0.0335
[63 empty] | 0.0334 | 318 | 0.0334
[63 empty] | 0.0333 | 319 | 0.0333
[63 empty] | 0.0332 | 320 | 0.0332
[63 empty] | 0.0331 | 321 | 0.0331
[63 empty] | 0.033 | 322 | 0.033
[63 empty] | 0.0329 | 323 | 0.0329
[63 empty] | 0.0328 | 324 | 0.0328
[63 empty] | 0.0327 | 325 | 0.0327
[63 empty] | 0.0326 | 326 | 0.0326
[63 empty] | 0.0325 | 327 | 0.0325
[63 empty] | 0.0324 | 328 | 0.0324
[63 empty] | 0.0323 | 329 | 0.0323
[63 empty] | 0.0322 | 330 | 0.0322
[63 empty] | 0.0321 | 331 | 0.0321
[63 empty] | 0.032 | 332 | 0.032
[63 empty] | 0.0319 | 333 | 0.0319
[63 empty] | 0.0318 | 334 | 0.0318
[63 empty] | 0.0317 | 335 | 0.0317
[63 empty] | 0.0316 | 336 | 0.0316
[63 empty] | 0.0315 | 337 | 0.0315
[63 empty] | 0.0314 | 338 | 0.0314
[63 empty] | 0.0313 | 339 | 0.0313
[63 empty] | 0.0312 | 340 | 0.0312
[63 empty] | 0.0311 | 341 | 0.0311
[63 empty] | 0.031 | 342 | 0.031
[63 empty] | 0.0309 | 343 | 0.0309
[63 empty] | 0.0308 | 344 | 0.0308
[63 empty] | 0.0307 | 345 | 0.0307
[63 empty] | 0.0306 | 346 | 0.0306
[63 empty] | 0.0305 | 347 | 0.0305
[63 empty] | 0.0304 | 348 | 0.0304
[63 empty] | 0.0303 | 349 | 0.0303
[63 empty] | 0.0302 | 350 | 0.0302
[63 empty] | 0.0301 | 351 | 0.0301
[63 empty] | 0.03 | 352 | 0.03
[63 empty] | 0.0299 | 353 | 0.0299
[63 empty] | 0.0298 | 354 | 0.0298
[63 empty] | 0.0297 | 355 | 0.0297
[63 empty] | 0.0296 | 356 | 0.0296
[63 empty] | 0.0295 | 357 | 0.0295
[63 empty] | 0.0294 | 358 | 0.0294
[63 empty] | 0.0293 | 359 | 0.0293
[63 empty] | 0.0292 | 360 | 0.0292
[63 empty] | 0.0291 | 361 | 0.0291
[63 empty] | 0.029 | 362 | 0.029
[63 empty] | 0.0289 | 363 | 0.0289
[63 empty] | 0.0288 | 364 | 0.0288
[63 empty] | 0.0287 | 365 | 0.0287
[63 empty] | 0.0286 | 366 | 0.0286
[63 empty] | 0.0285 | 367 | 0.0285
[63 empty] | 0.0284 | 368 | 0.0284
[63 empty] | 0.0283 | 369 | 0.0283
[63 empty] | 0.0282 | 370 | 0.0282
[63 empty] | 0.0281 | 371 | 0.0281
[63 empty] | 0.028 | 372 | 0.028
[63 empty] | 0.0279 | 373 | 0.0279
[63 empty] | 0.0278 | 374 | 0.0278
[63 empty] | 0.0277 | 375 | 0.0277
[63 empty] | 0.0276 | 376 | 0.0276
[63 empty] | 0.0275 | 377 | 0.0275
[63 empty] | 0.0274 | 378 | 0.0274
[63 empty] | 0.0273 | 379 | 0.0273
[63 empty] | 0.0272 | 380 | 0.0272
[63 empty] | 0.0271 | 381 | 0.0271
[63 empty] | 0.027 | 382 | 0.027
[63 empty] | 0.0269 | 383 | 0.0269
[63 empty] | 0.0268 | 384 | 0.0268
[63 empty] | 0.0267 | 385 | 0.0267
[63 empty] | 0.0266 | 386 | 0.0266
[63 empty] | 0.0265 | 387 | 0.0265
[63 empty] | 0.0264 | 388 | 0.0264
[63 empty] | 0.0263 | 389 | 0.0263
[63 empty] | 0.0262 | 390 | 0.0262
[63 empty] | 0.0261 | 391 | 0.0261
[63 empty] | 0.026 | 392 | 0.026
[63 empty] | 0.0259 | 393 | 0.0259
[63 empty] | 0.0258 | 394 | 0.0258
[63 empty] | 0.0257 | 395 | 0.0257
[63 empty] | 0.0256 | 396 | 0.0256
[63 empty] | 0.0255 | 397 | 0.0255
[63 empty] | 0.0254 | 398 | 0.0254
[63 empty] | 0.0253 | 399 | 0.0253
[63 empty] | 0.0252 | 400 | 0.0252
[63 empty] | 0.0251 | 401 | 0.0251
[63 empty] | 0.025 | 402 | 0.025
[63 empty] | 0.0249 | 403 | 0.0249
[63 empty] | 0.0248 | 404 | 0.0248
[63 empty] | 0.0247 | 405 | 0.0247
[63 empty] | 0.0246 | 406 | 0.0246
[63 empty] | 0.0245 | 407 | 0.0245
[63 empty] | 0.0244 | 408 | 0.0244
[63 empty] | 0.0243 | 409 | 0.0243
[63 empty] | 0.0242 | 410 | 0.0242
[63 empty] | 0.0241 | 411 | 0.0241
[63 empty] | 0.024 | 412 | 0.024
[63 empty] | 0.0239 | 413 | 0.0239
[63 empty] | 0.0238 | 414 | 0.0238
[63 empty] | 0.0237 | 415 | 0.0237
[63 empty] | 0.0236 | 416 | 0.0236
[63 empty] | 0.0235 | 417 | 0.0235
[63 empty] | 0.0234 | 418 | 0.0234
[63 empty] | 0.0233 | 419 | 0.0233
[63 empty] | 0.0232 | 420 | 0.0232
[63 empty] | 0.0231 | 421 | 0.0231
[63 empty] | 0.023 | 422 | 0.023
[63 empty] | 0.0229 | 423 | 0.0229
[63 empty] | 0.0228 | 424 | 0.0228
[63 empty] | 0.0227 | 425 | 0.0227
[63 empty] | 0.0226 | 426 | 0.0226
[63 empty] | 0.0225 | 427 | 0.0225
[63 empty] | 0.0224 | 428 | 0.0224
[63 empty] | 0.0223 | 429 | 0.0223
[63 empty] | 0.0222 | 430 | 0.0222
[63 empty] | 0.0221 | 431 | 0.0221
[63 empty] | 0.022 | 432 | 0.022
[63 empty] | 0.0219 | 433 | 0.0219
[63 empty] | 0.0218 | 434 | 0.0218
[63 empty] | 0.0217 | 435 | 0.0217
[63 empty] | 0.0216 | 436 | 0.0216
[63 empty] | 0.0215 | 437 | 0.0215
[63 empty] | 0.0214 | 438 | 0.0214
[63 empty] | 0.0213 | 439 | 0.0213
[63 empty] | 0.0212 | 440 | 0.0212
[63 empty] | 0.0211 | 441 | 0.0211
[63 empty] | 0.021 | 442 | 0.021
[63 empty] | 0.0209 | 443 | 0.0209
[63 empty] | 0.0208 | 444 | 0.0208
[63 empty] | 0.0207 | 445 | 0.0207
[63 empty] | 0.0206 | 446 | 0.0206
[63 empty] | 0.0205 | 447 | 0.0205
[63 empty] | 0.0204 | 448 | 0.0204
[63 empty] | 0.0203 | 449 | 0.0203
[63 empty] | 0.0202 | 450 | 0.0202
[63 empty] | 0.0201 | 451 | 0.0201
[63 empty] | 0.02 | 452 | 0.02
Note on CG4: PC version: Can be copied and pasted (select then triple click) into conductivity drop-down box below Web version: Can be copied and pasted into conductivity entry box Mac version: Can't use copy and paste
Note on CE5: PC version: Can be copied and pasted (select then triple click) into R-value drop-down box below Web version: Can be copied and pasted into R-value entry box Mac version: Can't use copy and paste
Note on CE8: 1 Concrete or clay tiles 2 Metal tiles / profiled metal 3 Low slope metal 4 Membrane
Note on CK9: 1 900 1200 2 900 900 3 600 600 4 400 400
Note on CE10: 1 290 mm 2 240 mm 3 190 mm 4 140 mm
Note on CE12: 1 Battens 2 Dwangs
Note on CK13: 2.0 - 9.8 steps 0.1
Note on BZ14: 2.0 - 9.8 steps 0.1
Note on CE14: 0.0200 - 0.0650 steps 0.0001
Note on CE16: 0 none 1 no frame 2 frame
Note on CF17: 0.01 - 3.00 steps 0.01
Note on CF18: 1 - 95 steps 1 mm
Note on CF19: 1.0 - 25.0 steps 0.1 %
Note on CD22: 0 none 1 7 mm plywood 2 13 mm plywood 3 10 mm plasterboard 4 13 mm plasterboard

## Walls
9 |  | 1323 | 94 |  | 1001011001111000110111111001011001111000110111110100001011001001001001001101000010011111000010 |  |  | lnjflnjfQskk0J8I | lnjflnjfQskk0J8I | lnjflnjfQskk0J8I |  |  |  | 100101100111100011011111100101100111100011011111010000101100100100100100110100001001111100001000 | 100101100111100011011111100101100111100011011111010000101100100100100100110100001001111100001000 |  | 1323 |  | 30 | 30 | [16 empty] | W_BBWB_C_140T | 13 | 3.3 | 0 |  | 2 |  |  |  |  | 4 |  |  |  |  | 7 |  |  | 1 |  |  |  | 1 |  |  |  | 2 |  |  | 2 |  |  | 1 |  |  | 1 |  |  | 1 |  |  |  | 1 |  |  |  | 1 |  |  |  | 11 |  |  | 16 |  |  | 95 |  |  | 241 |  |  | 300 |  |  | 95 |  |  | 241 |  |  | 300 |  |  | 40 |  | FALSE |  | #VALUE! |  | Thermal resistance of timber & steel frame walls (m2K/W) | [7 empty] | lnjflnjfQskk0J8I |  |  |  | frame fraction estimate |  | ZLK9Li9M |  | www.branz.co.nz/terms-conditions/ | [6 empty] | v2_7 | Web |  | 2025-11-27 16:49 |  | FALSE | FALSE | FALSE | FALSE |  | 1 |  |  | 2 |  |  | 17 |  |  | 101 |  |  | 61 |  |  | 5 |  |  | 7 |  |  | 201 |  |  | 11
8.9 | A | 300 | 9 | 100101100 | 1001011001111000110111111001011001111000110111110100001011001001001001001101000010011111000010 | 100101 | 37 | l | 9 | lnjflnjfQskk0J8I | l | FALSE | 37 | 100101 | 100101100111100011011111100101100111100011011111010000101100100100100100110100001001111100001000 | 100101100 | 300 | Cntrl13 |  |  |  | aa | ab | ac | ba | bb | bc | ca | cb | cc | [6 empty] | W_staggered | 10 |  |  |  | 4 |  |  |  |  | 3 |  |  |  |  | 3 |  |  | 3 |  |  |  | 4 |  |  |  | 2 |  |  | 2 |  |  | 3 |  |  | 3 |  |  | 3 |  |  |  | 3 |  |  |  | 3 |  |  |  | 4 |  |  | 6 |  |  | 7 |  |  | 8 |  |  | 9 |  |  | 7 |  |  | 8 |  |  | 9 |  |  | 6 |  |  |  | Cladding |  |  |  | Exterior Insulation |  |  |  | Exterior Bracing / RAB |  |  |  | Primary frame |  |  |  |  | Interior Bracing / RAB |  |  |  | Interior Insulation |  |  |  | Interior lining | [9 empty] | 3 |  |  | 2 |  |  | 5 |  |  | 8 |  |  | 7 |  |  | 3 |  |  | 4 |  |  | 9 |  |  | 6
8.8 | B | 241 | 8 | 11110001 | 1001111000110111111001011001111000110111110100001011001001001001001101000010011111000010 | 100111 | 39 | n | 8 | njflnjfQskk0J8I | n | FALSE | 39 | 100111 | 111100011011111100101100111100011011111010000101100100100100100110100001001111100001000 | 11110001 | 241 | Cntrl14 |  |  |  | -3.2564e-07 | 0.00019105 | -0.00037892 | 0.00043722 | -0.030642 | 0.046154 | -0.038791 | 1.3831 | 0.266 | [6 empty] | P_blank3 | 3 |  |  |  | 9 |  |  |  |  | 6 |  |  |  |  | 8 |  |  | 6 |  |  |  | 10 |  |  |  | 4 |  |  | 4 |  |  | 5 |  |  | 7 |  |  | 5 |  |  |  | 5 |  |  |  | 7 |  |  |  | 12 |  |  | 34 |  |  | 96 |  |  | 242 |  |  | 301 |  |  | 96 |  |  | 242 |  |  | 301 |  |  | 47 |  |  | Exterior | 1 | BevelBack WB |  |  | 0 | none |  |  | 0 | none |  |  | 7 | Timber 180 staggered 90 |  |  |  | 0 | none |  |  | 0 | none |  |  | 3 | 10 mm plasterboard |  |  | Interior | spacing | 600 |  |  |  | 5 |  |  | 4 |  |  | 18 |  |  | 178 |  |  | 97 |  |  | 8 |  |  | 12 |  |  | 492 |  |  | 52
8.7 | C | 95 | 7 | 1011111 | 1000110111111001011001111000110111110100001011001001001001001101000010011111000010 | 100011 | 35 | j | 7 | jflnjfQskk0J8I | j | FALSE | 35 | 100011 | 1011111100101100111100011011111010000101100100100100100110100001001111100001000 | 1011111 | 95 | Cntrl15 |  |  |  | aa: d1 = a1.Ri^2 + b1.Ri + c1; ba: d2 = a2.Ri^2 + b2.Ri + c2; ca: d3 = a3.Ri^2 + b3.Ri + c3 | [6 empty] | P_blank3 | 3 | [106 empty] | length | 10 | 9.91
8.6 | D | 300 | 9 | 100101100 | 0111111001011001111000110111110100001011001001001001001101000010011111000010 | 011111 | 31 | f | 9 | flnjfQskk0J8I | f | FALSE | 31 | 011111 | 100101100111100011011111010000101100100100100100110100001001111100001000 | 100101100 | 300 | Cntrl12 |  |  |  | aa: Rs; ab: = d1.FP^2 + d2.FP + d3 | [84 empty] | cavity? | [5 empty] | 0 | --------- | [6 empty] | Insul. R-value range | 1 | 3.6 - 4.6 | [6 empty] | 0 | --------- | [5 empty] | height | 2.4 | 2.31
8.5 | E | 241 | 8 | 11110001 | 1001011001111000110111110100001011001001001001001101000010011111000010 | 100101 | 37 | l | 8 | lnjfQskk0J8I | l | FALSE | 37 | 100101 | 111100011011111010000101100100100100100110100001001111100001000 | 11110001 | 241 | Cntrl16 |  |  |  | ab: = (a1.Ri^2 + b1.Ri + c1).FR^2 + (a2.Ri^2 + b2.Ri + c2).Ri + (a3.Ri^2 + b3.Ri + c3) | [84 empty] | 1 | only cladding on cavity |  |  |  |  | 0 | --------- | [7 empty] | 0 | ------- | [6 empty] | 0 | --------- | [5 empty] | total | 24 | 22.8921
8.4 | F | 95 | 7 | 1011111 | 1001111000110111110100001011001001001001001101000010011111000010 | 100111 | 39 | n | 7 | njfQskk0J8I | n | FALSE | 39 | 100111 | 1011111010000101100100100100100110100001001111100001000 | 1011111 | 95 | Cntrl17 | [85 empty] | FALSE | FALSE | FALSE | FALSE | FALSE | FALSE | FALSE |  | FALSE | [8 empty] | 0 | --------- | [15 empty] | 0 | ---------
8.3 | G | 16 | 6 | 010000 | 1000110111110100001011001001001001001101000010011111000010 | 100011 | 35 | j | 6 | jfQskk0J8I | j | FALSE | 35 | 100011 | 010000101100100100100100110100001001111100001000 | 010000 | 16 | Cntrl8 |  |  | both insulated RAB & direct fixed ESIL | aa: 0 | [73 empty] | FALSE | FALSE |  | FALSE |  | FALSE |  |  | FALSE | [8 empty] | 0 | --------- | [11 empty] | ` |  |  |  | 0 | --------- | [5 empty] | total studs | 22 | 2.2869 | 9.529%
8.2 | H | 11 | 4 | 1011 | 0111110100001011001001001001001101000010011111000010 | 011111 | 31 | f | 4 | fQskk0J8I | f | FALSE | 31 | 011111 | 101100100100100100110100001001111100001000 | 1011 | 11 | Cntrl10 |  |  | steel frame | aa: 0 | [74 empty] | FALSE |  | FALSE |  | FALSE |  |  | FALSE
8.1 | I | 1 | 3 | 001 | 0100001011001001001001001101000010011111000010 | 010000 | 16 | Q | 3 | Qskk0J8I | Q | TRUE | 16 | 010000 | 00100100100100110100001001111100001000 | 001 | 1 | Cntrl18 |  |  | timber frame | [83 empty] | FALSE |  |  |  | FALSE |  |  | FALSE | [32 empty] | middle studs | 16 | 1.6632 | 6.93% | bar: aa
8 | J | 1 | 3 | 001 | 1011001001001001001101000010011111000010 | 101100 | 44 | s | 3 | skk0J8I | s | FALSE | 44 | 101100 | 00100100100110100001001111100001000 | 001 | 1 | Cntrl21 |  |  | cladding on cavity | [96 empty] | Target wall thermal resistance m2K/W |  |  |  |  | 2 | 2 | [20 empty] | end studs | 2 | 0.2079 | 0.8662% | bar: aa
7.9 | K | 1 | 3 | 001 | 1001001001001101000010011111000010 | 100100 | 36 | k | 3 | kk0J8I | k | FALSE | 36 | 100100 | 00100100110100001001111100001000 | 001 | 1 | Cntrl20 |  |  | EIL on cavity | aa: 0 | [114 empty] | extra studs | 4 | 0.4158 | 1.732%
7.8 | L | 1 | 3 | 001 | 1001001101000010011111000010 | 100100 | 36 | k | 3 | k0J8I | k | FALSE | 36 | 100100 | 00100110100001001111100001000 | 001 | 1 | Cntrl6 |  |  | internal RAB | aa: 0 | [85 empty] | frame | [11 empty] | frame | #VALUE! | [5 empty] | Insulation thermal resistance m2.K/W | [6 empty] | Wall thermal resistance m2.K/W |  |  | plates | 2 | 0.9 | 3.75%
7.7 | M | 1 | 3 | 001 | 1101000010011111000010 | 110100 | 52 | 0 | 3 | 0J8I | 0 | TRUE | 52 | 110100 | 00110100001001111100001000 | 001 | 1 | Cntrl4 |  |  | external RAB | 0 | [93 empty] | fraction | 3.6 | 3.7 | 3.8 | 3.9 | 4 | 4.1 | 4.2 | 4.3 | 4.4 | 4.5 | 4.6 | fraction | [9 empty] | 2.4 | 3.6 | [5 empty] | dwangs | 2 | 0.8109 | 3.379%
7.6 | N | 2 | 2 | 10 | 0010011111000010 | 001001 | 9 | J | 2 | J8I | J | TRUE | 9 | 001001 | 10100001001111100001000 | 10 | 2 | Cntrl9 |  |  | insul. RAB | 0 | [50 empty] | FALSE | [10 empty] | FALSE | [31 empty] | (%) | [11 empty] | (%)
7.5 | O | 2 | 2 | 10 | 1111000010 | 111100 | 60 | 8 | 2 | 8I | 8 | TRUE | 60 | 111100 | 100001001111100001000 | 10 | 2 | Cntrl19 |  |  | EIL | 0 | [50 empty] | FALSE | timber | FALSE | FALSE | [7 empty] | FALSE | timber | FALSE | FALSE | [28 empty] | 56 | 2.4224 | 2.4379 | 2.453 | 2.4678 | 2.4824 | 2.4966 | 2.5105 | 2.5241 | 2.5374 | 2.5504 | 2.5631 | 56 | [16 empty] | total |  | 3.9978 | 16.66%
7.4 | P | 1 | 4 | 0001 | 0010 | 001000 | 8 | I | 4 | I | I | TRUE | 8 | 001000 | 0001001111100001000 | 0001 | 1 | Cntrl2 |  |  | EIL inline | 0 | [29 empty] | steel | FALSE | [16 empty] | FALSE |  |  | FALSE | steel | FALSE | FALSE | [7 empty] | FALSE | steel | FALSE | FALSE | [28 empty] | 54 | 2.4724 | 2.4892 | 2.5056 | 2.5218 | 2.5376 | 2.5531 | 2.5682 | 2.5831 | 2.5976 | 2.6118 | 2.6257 | 54 | [6 empty] | Frame fraction % |  |  | 30 | 30 |  |  | 3.262
7.3 | Q | 1 | 3 | 001 |  |  |  |  | 3 | [5 empty] | 001111100001000 | 001 | 1 | Cntrl5 |  |  | IIL | 0 | [10 empty] | 0.002 |  | 0.002 | [37 empty] | FALSE | [10 empty] | FALSE | [31 empty] | 52 | 2.5248 | 2.5431 | 2.561 | 2.5786 | 2.5958 | 2.6128 | 2.6293 | 2.6456 | 2.6615 | 2.677 | 2.6923 | 52 | [16 empty] | studs & dwangs |  | 12.62%
7.2 | R | 7 | 3 | 111 |  |  |  |  | 3 | [5 empty] | 111100001000 | 111 | 7 | Cntrl3 |  |  | IIL inline | 0 | [10 empty] | 0.002 |  | 0.002 | [37 empty] | FALSE | [10 empty] | FALSE | [31 empty] | 50 | 2.5796 | 2.5995 | 2.6191 | 2.6383 | 2.6571 | 2.6756 | 2.6938 | 2.7116 | 2.729 | 2.7461 | 2.7628 | 50 | [6 empty] | source |  | 1 | frame manufacturer | [31 empty] | 10
7.1 | S | 4 | 3 | 100 |  |  |  |  | 3 | [5 empty] | 100001000 | 100 | 4 | Cntrl7 |  |  | no cavity | 0 | [10 empty] | 0.002 |  | 0.002 | [8 empty] | ISIL | TRUE | [70 empty] | 48 | 2.6369 | 2.6586 | 2.6799 | 2.7009 | 2.7215 | 2.7417 | 2.7615 | 2.781 | 2.8001 | 2.8189 | 2.8372 | 48 | [16 empty] | w&d area % |  |  | 30%
7 | T | 2 | 4 | 0010 |  |  |  |  | 4 | [5 empty] | 001000 | 0010 | 2 | Cntrl1 |  |  | steel & (insul. RAB or EIL direct fixed) | 0 | [7 empty] | 0.1795 | 0.0865 | [6 empty] | 3.6 | 0.1 |  |  |  | N/A | Timber | FALSE | [6 empty] | wall type |  |  | RAB |  |  |  | RAB_2 |  |  |  | cavity construction |  |  | FALSE |  |  | steel BMT |  |  | IIL |  |  | IIL steel BMT |  |  |  | EIL steel BMT |  |  |  | EIL | none | [8 empty] | IIL depth |  |  | IIL frame % |  |  | IIL insul. R |  |  | EIL depth |  |  | EIL frame % |  |  | EIL insul. R | [7 empty] | 46 | 2.6966 | 2.7202 | 2.7435 | 2.7664 | 2.7889 | 2.811 | 2.8327 | 2.854 | 2.8749 | 2.8955 | 2.9156 | 46 | [6 empty] | includes |  | 2 | all studs-nogs-plates | [6 empty] | w&d area |  | 7.2 |  | source |  |  | includes |  |  | wall height |  |  | wall length |  |  | stud spacing |  |  | number rows of dwangs |  |  | number of extra sutds |  |  | window & door area |  |  | number doors & windows
6.9 | U | [29 empty] | Extras | Cladding | EIL | RAB_2 | RAB | IIL | Lining | scale start | scale step |  |  | 1 | Cladding | 0.15 | 0.002 |  | 7 | lining |  |  |  | 3 |  |  | 5 |  |  |  | 2 |  |  |  | 19 |  |  | 9 | Insul. R-value range |  | 4 |  |  | 6 |  |  | 20 |  |  |  | 21 |  |  |  | 18 |  |  |  | 10 |  |  | 8 | 41 |  | 17 | 0 |  | 16 | 0 |  | 12 | 0.001 |  | 15 | 0 |  | 14 | 0 |  | 13 | 0.001 | 10 | 11 | 2 |  |  |  | 44 | 2.7587 | 2.7845 | 2.8098 | 2.8348 | 2.8593 | 2.8834 | 2.9071 | 2.9305 | 2.9534 | 2.9759 | 2.998 | 44 | [16 empty] | net wall area |  | 16.8 |  |  | 22 |  |  | 23 |  |  | 24 |  |  | 25 |  |  | 26 |  |  | 27 |  |  | 28 |  |  | 29 |  |  | 30
6.8 | V | [18 empty] | 7 | wall type | a1 | b1 | c1 | a2 | b2 | c2 | a3 | b3 | c3 | 0 | 0.15 | 0.001 | 0.001 | 0.001 | 0.001 | 0 |  |  |  | 3 | 3 | BevelBack WB |  |  | 5 | 5 | 10 mm plasterboard |  |  | 8 | 8 | Timber 180 staggered 90 | 2 | 2 | none |  | 2 | 2 | none | 0.001 | 3 | 3 | only cladding on cavity | 3 | 3 | 3.6 - 4.6 | 2 | 2 | ------- | 2 | 2 | none | 2 | 2 | --------- |  | 2 | 2 | --------- |  | 2 | 2 | none |  | 12 | 12 | 3.6 | 17 | 17 | 30 | 96 | 96 | --------- | 242 | 242 | --------- | 301 | 301 | --------- | 96 | 96 | --------- | 242 | 242 | --------- | 301 | 301 | --------- | 41 | 41 | 2.0 |  |  |  | 42 | 2.8233 | 2.8513 | 2.8789 | 2.906 | 2.9328 | 2.9591 | 2.9849 | 3.0104 | 3.0355 | 3.0601 | 3.0843 | 42 | [16 empty] | less studs&dwangs |  | 0.90893 |  | 2 | 2 | frame manufacturer | 3 | 3 | all studs-nogs-plates | 18 | 18 | 2.4 | 102 | 102 | 10 | 62 | 62 | 600 | 6 | 6 | 2 | 8 | 8 | 4 | 202 | 202 | 30 | 12 | 12 | 4
6.7 | W | [29 empty] | 0.0825 | 0.0825 | 0 |  | 0.002 | [6 empty] | 1 |  |  |  |  | 1 |  |  |  |  | 1 |  |  | 1 |  |  |  | 1 |  |  |  | 1 |  |  | 1 |  |  | 1 |  |  | 1 |  |  | 1 |  |  |  | 1 |  |  |  | 1 |  |  |  | 1 |  |  | 1 |  |  | 1 |  |  | 1 |  |  | 1 |  |  | 1 |  |  | 1 |  |  | 1 |  | 6 | 1 | 6.0 |  |  |  | 40 | 2.8903 | 2.9207 | 2.9507 | 2.9802 | 3.0093 | 3.0379 | 3.0661 | 3.0939 | 3.1212 | 3.1481 | 3.1745 | 40 | [16 empty] | total |  | 3.0889 | 18.39% |  | 1 |  |  | 1 |  |  | 1 |  |  | 1 |  |  | 1 |  |  | 1 |  |  | 1 |  |  | 1 |  |  | 1 |  | #VALUE!
6.6 | X | [18 empty] | 1 | Timber framed 90 mm | 3.473e-05 | 0.00010814 | -0.00016909 | -0.0011061 | -0.022296 | 0.022102 | -0.063034 | 1.1536 | 0.12376 |  | 0 | 0.001 | 0.001 |  |  |  | 1.8 | 0.1 |  |  | 2 | none | 0.001 | 0.001 |  | 2 | none | -0.045 | 0 |  | 2 | Timber 90 mm |  | 2 | none | 0.001 |  | 2 | none | 0.001 |  | 2 | no cavity |  | 2 | no insul. |  | 2 | ------- |  | 2 | none |  | 2 | --------- | 0.55 mm |  | 2 | --------- | 0.55 mm |  | 2 | none |  |  | 2 | 4.6 |  | 2 | 56 | 95 | 2 | --------- | 25 | 2 | --------- | 3 | 2 | --------- | 95 | 2 | --------- | 25 | 2 | --------- | 3 | 2 | --------- | 5.9 | 2 | 5.9 |  |  |  | 38 | 2.9598 | 2.9927 | 3.0252 | 3.0572 | 3.0888 | 3.1199 | 3.1506 | 3.1808 | 3.2106 | 3.2399 | 3.2687 | 38 | [6 empty] | wall height (internal) (m) |  |  | 2.4 | 2.4 |  | number of studs |  | 22 | [6 empty] | 2 | frame manufacturer |  | 2 | all framing |  | 2 | 4 |  | 2 | 20 |  | 2 | 1200 |  | 2 | 6 |  | 2 | 10 |  | 2 | 50 |  | 2 | 5
6.5 | Y | [18 empty] | 2 | Timber framed 140 mm | 2.0404e-05 | 0.00012914 | -0.00029515 | -0.00053436 | -0.023774 | 0.036393 | -0.043585 | 1.1605 | 0.082854 |  | 0.002 | [5 empty] | 3.4 | 0.1 |  |  | 3 | BevelBack WB | 0.15 |  |  | 3 | 7 mm plywood | 0.005 | 0.05 |  | 3 | Timber 140 mm |  | 3 | 7mm plywood | 0.05 |  | 3 | 7mm plywood | 0.05 |  | 3 | only cladding on cavity |  | 3 | 3.6 - 4.6 |  | 3 | ------- |  | 3 | un-framed insulation |  | 3 | --------- | 0.75 mm |  | 3 | --------- | 0.75 mm |  | 3 | un-framed insulation |  |  | 3 | 4.5 |  | 3 | 54 | 94 | 3 | --------- | 24.9 | 3 | --------- | 2.99 | 3 | --------- | 94 | 3 | --------- | 24.9 | 3 | --------- | 2.99 | 3 | --------- | 5.8 | 3 | 5.8 |  |  |  | 36 | 3.0317 | 3.0673 | 3.1025 | 3.1372 | 3.1714 | 3.2051 | 3.2384 | 3.2712 | 3.3036 | 3.3354 | 3.3668 | 36 | [6 empty] | avrg. wall length (int.) (m) |  |  | 10 | 10 | [5 empty] | w&d framing |  | 2.0603 | 12.26% |  | 3 | from plans |  | 3 | all studs-nogs-plates |  | 3 | 3.9 |  | 3 | 19.9 |  | 3 | 1190 |  | 3 | 5 |  | 3 | 9 |  | 3 | 49.9 |  | 3 | 4.9
6.4 | Z | [18 empty] | 3 | Steel framed 90 mm + R-0.25 TB | -1.3778e-05 | 0.00033611 | -0.0001965 | 0.0020141 | -0.032972 | 0.013878 | -0.0816 | 0.97562 | 0.54333 | 0.002 | 0.002 | [5 empty] | 1.8 | 0.1 |  |  | 4 | Rusticated WB | 0.16 |  |  | 4 | 13 mm plywood | 0.055 | 0.1 |  | 4 | Steel 90 mm with thermal break |  | 4 | 13mm plywood | 0.1 |  | 4 | 13mm plywood | 0.1 |  | 4 | cladding & EIL on cavity |  | 4 | 4.6 - 5.6 |  | 4 | ------- |  | 4 | timber frame offset |  | 4 | --------- | 0.95 mm |  | 4 | --------- | 0.95 mm |  | 4 | timber frame |  |  | 4 | 4.4 |  | 4 | 52 | 93 | 4 | --------- | 24.8 | 4 | --------- | 2.98 | 4 | --------- | 93 | 4 | --------- | 24.8 | 4 | --------- | 2.98 | 4 | --------- | 5.7 | 4 | 5.7 |  |  |  | 34 | 3.106 | 3.1445 | 3.1825 | 3.22 | 3.257 | 3.2935 | 3.3296 | 3.3652 | 3.4002 | 3.4348 | 3.4689 | 34 | [6 empty] | nominal stud spacing (mm) |  |  | 600 | 600 |  | stud fraction |  | 9.529% | [6 empty] | 4 | nominal stud spacing |  | 4 | nogs & plates but excl. some studs |  | 4 | 3.8 |  | 4 | 19.8 |  | 4 | 1180 |  | 4 | 4 |  | 4 | 8 |  | 4 | 49.8 |  | 4 | 4.8
6.3 | a | [18 empty] | 4 | Steel framed 140 mm + R-0.25 TB | -1.6122e-05 | 0.00036107 | -0.00027926 | 0.0017006 | -0.032681 | 0.017132 | -0.053421 | 0.87249 | 0.72102 | 0.002 |  |  |  | 0.002 |  |  | 3.4 | 0.1 |  |  | 5 | FibreCement WB | 0.1 |  |  | 5 | 10 mm plasterboard | 0 | 0.045 |  | 5 | Steel 150 mm with thermal break |  | 5 | 10 mm plasterboard | 0.045 |  | 5 | 6mm fibre-cement | 0.03 | [7 empty] | 5 | ------- |  | 5 | steel frame offset |  | 5 | --------- | 1.15 mm |  | 5 | --------- | 1.15 mm |  | 5 | steel frame |  |  | 5 | 4.3 |  | 5 | 50 | 92 | 5 | --------- | 24.7 | 5 | --------- | 2.97 | 5 | --------- | 92 | 5 | --------- | 24.7 | 5 | --------- | 2.97 | 5 | --------- | 5.6 | 5 | 5.6 |  |  |  | 33 | 3.1441 | 3.1841 | 3.2235 | 3.2625 | 3.301 | 3.3389 | 3.3764 | 3.4134 | 3.4499 | 3.4859 | 3.5214 | 33 | [6 empty] | number of dwang rows |  |  | 2 | 2 |  | dwang fraction |  | 3.379% |  | total |  |  | 30.65% |  | 5 | other |  |  |  |  | 5 | 3.7 |  | 5 | 19.7 |  | 5 | 1170 |  | 5 | 3 |  | 5 | 7 |  | 5 | 49.7 |  | 5 | 4.7
6.2 | b | [18 empty] | 5 | Timber framed 190 mm | 1.8394e-05 | 9.7685e-05 | -0.0003189 | -0.00060184 | -0.0217 | 0.043888 | -0.032384 | 1.157 | 0.02225 | [7 empty] | 4.9 | 0.1 |  |  | 6 | FibreCement Sheet | 0.02 |  |  | 6 | 13 mm plasterboard | 0.014 | 0.059 |  | 6 | Timber 190 mm |  | 6 | 13 mm plasterboard | 0.059 |  | 6 | 7.5mm fibre-cement | 0.035 |  |  |  | 4.6 | 1 | [5 empty] | 6 | timber frame inline | [9 empty] | 6 | timber frame inline |  |  | 6 | 4.2 |  | 6 | 48 | 91 | 6 | --------- | 24.6 | 6 | --------- | 2.96 | 6 | --------- | 91 | 6 | --------- | 24.6 | 6 | --------- | 2.96 | 6 | --------- | 5.5 | 6 | 5.5 |  |  |  | 32 | 3.1828 | 3.2243 | 3.2652 | 3.3057 | 3.3457 | 3.3851 | 3.4241 | 3.4626 | 3.5005 | 3.538 | 3.5749 | 32 | [6 empty] | avrg. number of extra studs |  |  | 4 | 4 |  | t&b plate fraction |  | 3.75% | [12 empty] | 6 | 3.6 |  | 6 | 19.6 |  | 6 | 1160 |  | 6 | 2 |  | 6 | 6 |  | 6 | 49.6 |  | 6 | 4.6
6.1 | c | [18 empty] | 6 | Timber framed 140 mm staggered 90 studs | 2.7523e-06 | 0.00012328 | -0.00021754 | 0.00015021 | -0.021148 | 0.029007 | -0.036096 | 1.1025 | 0.15588 | [7 empty] | 3.4 | 0.1 |  |  | 7 | Profiled Metal | 0.02 | [7 empty] | 7 | Timber 140 staggered 90 | [5 empty] | 7 | 9mm fibre-cement | 0.04 |  |  |  |  | 1 | [5 empty] | 7 | steel frame inline | [9 empty] | 7 | steel frame inline |  |  | 7 | 4.1 |  | 7 | 46 | 90 | 7 | --------- | 24.5 | 7 | --------- | 2.95 | 7 | --------- | 90 | 7 | --------- | 24.5 | 7 | --------- | 2.95 | 7 | --------- | 5.4 | 7 | 5.4 |  |  |  | 31 | 3.2221 | 3.2651 | 3.3076 | 3.3497 | 3.3912 | 3.4321 | 3.4726 | 3.5126 | 3.552 | 3.591 | 3.6294 | 31 | 0 |  |  | 0 | [9 empty] | Total frame fraction | 16.66% | [12 empty] | 7 | 3.5 |  | 7 | 19.5 |  | 7 | 1150 |  | 7 | 1 |  | 7 | 5 |  | 7 | 49.5 |  | 7 | 4.5
6 | d | [18 empty] | 7 | Timber framed 180 mm staggered 90 studs | -3.2564e-07 | 0.00019105 | -0.00037892 | 0.00043722 | -0.030642 | 0.046154 | -0.038791 | 1.3831 | 0.1795 | [7 empty] | 4.6 | 0.1 |  |  | 8 | Masonry Veneer | 0.044 | [7 empty] | 8 | Timber 180 staggered 90 | [5 empty] | 8 | 10mm HD plasterboard | 0.04 | [25 empty] | 8 | 4.0 |  | 8 | 44 | 89 | 8 | --------- | 24.4 | 8 | --------- | 2.94 | 8 | --------- | 89 | 8 | --------- | 24.4 | 8 | --------- | 2.94 | 8 | --------- | 5.3 | 8 | 5.3 |  |  |  | 30 | 3.262 | 3.3066 | 3.3507 | 3.3943 | 3.4374 | 3.4799 | 3.522 | 3.5635 | 3.6045 | 3.6449 | 3.6849 | 30 | [6 empty] | area % of rough openings for windows & doors | [20 empty] | 8 | 3.4 |  | 8 | 19.4 |  | 8 | 1140 |  | 8 | 0 |  | 8 | 4 |  | 8 | 49.4 |  | 8 | 4.4
5.9 | e | 406 | 47 |  | 01100100101100101011110100101110001011110100110 |  |  | ZLK9Li9M | ZLK9Li9M | ZLK9Li9M |  |  |  | 011001001011001010111101001011100010111101001100 | 011001001011001010111101001011100010111101001100 |  | 406 | [24 empty] | 9 | Plaster | 0.03 | [14 empty] | 9 | 13mm HD plasterboard | 0.052 | [10 empty] | none | [14 empty] | 9 | 3.9 |  | 9 | 42 | 88 | 9 | --------- | 24.3 | 9 | --------- | 2.93 | 9 | --------- | 88 | 9 | --------- | 24.3 | 9 | --------- | 2.93 | 9 | --------- | 5.2 | 9 | 5.2 |  |  |  | 29 | 3.3025 | 3.3488 | 3.3945 | 3.4397 | 3.4844 | 3.5285 | 3.5722 | 3.6152 | 3.6578 | 3.6998 | 3.7414 | 29 | [9 empty] | 30 | 30 | wind. & door area (m2) |  |  | 7.2 | [12 empty] | 9 | 3.3 |  | 9 | 19.3 |  | 9 | 1130 |  |  |  |  | 9 | 3 |  | 9 | 49.3 |  | 9 | 4.3
5.8 | f | 201 | 9 | 011001001 | 01100100101100101011110100101110001011110100110 | 011001 | 25 | Z | 9 | ZLK9Li9M | Z | TRUE | 25 | 011001 | 011001001011001010111101001011100010111101001100 | 011001001 | 201 | Cntrl29 | [5 empty] | 1 | Wall, I-joist, plywood ACL, secondary insulation layer | [8 empty] | 13 | W_BBWB_C_140T | [23 empty] | 10 | R-0.38 insulated RAB | 0.38 | [11 empty] | 3 | [13 empty] | 10 | 3.8 |  | 10 | 40 | 87 | 10 | --------- | 24.2 | 10 | --------- | 2.92 | 10 | --------- | 87 | 10 | --------- | 24.2 | 10 | --------- | 2.92 | 10 | --------- | 5.1 | 10 | 5.1 |  |  |  | 28 | 3.3436 | 3.3916 | 3.439 | 3.4858 | 3.5321 | 3.5779 | 3.6232 | 3.6679 | 3.7121 | 3.7557 | 3.7988 | 28 | [27 empty] | 10 | 3.2 |  | 10 | 19.2 |  | 10 | 1120 |  |  |  |  | 10 | 2 |  | 10 | 49.2 |  | 10 | 4.2
5.7 | g | 101 | 8 | 01100101 | 00101100101011110100101110001011110100110 | 001011 | 11 | L | 8 | LK9Li9M | L | TRUE | 11 | 001011 | 011001010111101001011100010111101001100 | 01100101 | 101 | Cntrl25 | [5 empty] | 2 | Wall, timber frame, cavity, secondary insulation layer | [8 empty] | 1 | W_BBWB_C_90T | [51 empty] | 11 | 3.7 |  | 11 | 38 | 86 | 11 | --------- | 24.1 | 11 | --------- | 2.91 | 11 | --------- | 86 | 11 | --------- | 24.1 | 11 | --------- | 2.91 | 11 | --------- | 5 | 11 | 5.0 |  |  |  | 27 | 3.3854 | 3.435 | 3.4841 | 3.5327 | 3.5807 | 3.6281 | 3.675 | 3.7214 | 3.7672 | 3.8125 | 3.8572 | 27 | [6 empty] | avrg. # of doors & windows in each wall section | [20 empty] | 11 | 3.1 |  | 11 | 19.1 |  | 11 | 1110 |  |  |  |  | 11 | 1 |  | 11 | 49.1 |  | 11 | 4.1
5.6 | h | 61 | 7 | 0111101 | 00101011110100101110001011110100110 | 001010 | 10 | K | 7 | K9Li9M | K | TRUE | 10 | 001010 | 0111101001011100010111101001100 | 0111101 | 61 | Cntrl26 | [5 empty] | 3 | Wall, timber frame, plywood ACL, timber battens, secondary insulation layer | [8 empty] | 2 | W_BBWB_D90T | [51 empty] | 12 | 3.6 |  | 12 | 36 | 85 | 12 | --------- | 24 | 12 | --------- | 2.9 | 12 | --------- | 85 | 12 | --------- | 24 | 12 | --------- | 2.9 | 12 | --------- | 4.9 | 12 | 4.9 |  |  |  | 26 | 3.4277 | 3.4791 | 3.5299 | 3.5802 | 3.6299 | 3.6791 | 3.7277 | 3.7758 | 3.8233 | 3.8702 | 3.9166 | 26 | [9 empty] | 4 | 4 | Total frame fraction adjusted to net wall area |  |  | 18.39% | [12 empty] | 12 | 3 |  | 12 | 19 |  | 12 | 1100 |  |  |  |  | 12 | 0 |  | 12 | 49 |  | 12 | 4
5.5 | i | 11 | 6 | 001011 | 11110100101110001011110100110 | 111101 | 61 | 9 | 6 | 9Li9M | 9 | TRUE | 61 | 111101 | 001011100010111101001100 | 001011 | 11 | Cntrl30 | [15 empty] | 3 | W_RWB_C_90T | [54 empty] | 13 | 34 | 84 | 13 | --------- | 23.9 | 13 | --------- | 2.89 | 13 | --------- | 84 | 13 | --------- | 23.9 | 13 | --------- | 2.89 | 13 | --------- | 4.8 | 13 | 4.8 |  |  |  | 25 | 3.4707 | 3.5238 | 3.5764 | 3.6285 | 3.68 | 3.7309 | 3.7812 | 3.831 | 3.8803 | 3.9289 | 3.977 | 25 | [27 empty] | 13 | 2.9 |  | 13 | 18.9 |  | 13 | 1090 | [7 empty] | 13 | 48.9 |  | 13 | 3.9
5.4 | j | 17 | 5 | 10001 | 00101110001011110100110 | 001011 | 11 | L | 5 | Li9M | L | TRUE | 11 | 001011 | 100010111101001100 | 10001 | 17 | Cntrl24 | [5 empty] | 1 | Wall, horizontal pro led metal, cavity, 90 mm steel-framed | [8 empty] | 4 | W_RWB_D90T | [54 empty] | 14 | 33 | 83 | 14 | --------- | 23.8 | 14 | --------- | 2.88 | 14 | --------- | 83 | 14 | --------- | 23.8 | 14 | --------- | 2.88 | 14 | --------- | 4.7 | 14 | 4.7 |  |  |  | 24 | 3.5142 | 3.5692 | 3.6236 | 3.6775 | 3.7308 | 3.7835 | 3.8356 | 3.8872 | 3.9382 | 3.9886 | 4.0384 | 24 | [6 empty] | gross internal wall area (m2) | [20 empty] | 14 | 2.8 |  | 14 | 18.8 |  | 14 | 1080 | [7 empty] | 14 | 48.8 |  | 14 | 3.8
5.3 | k | 7 | 4 | 0111 | 10001011110100110 | 100010 | 34 | i | 4 | i9M | i | FALSE | 34 | 100010 | 0111101001100 | 0111 | 7 | Cntrl28 | [5 empty] | 2 | Wall, vertical pro led metal, direct- xed, 90 mm steel-framed | [8 empty] | 5 | W_FSWB_C_90T | [54 empty] | 15 | 32 | 82 | 15 | --------- | 23.7 | 15 | --------- | 2.87 | 15 | --------- | 82 | 15 | --------- | 23.7 | 15 | --------- | 2.87 | 15 | --------- | 4.6 | 15 | 4.6 |  |  |  | 23 | 3.5584 | 3.6153 | 3.6715 | 3.7272 | 3.7823 | 3.8368 | 3.8908 | 3.9442 | 3.997 | 4.0492 | 4.1008 | 23 | [9 empty] | 24 | [17 empty] | 15 | 2.7 |  | 15 | 18.7 |  | 15 | 1070 | [7 empty] | 15 | 48.7 |  | 15 | 3.7
5.2 | l | 5 | 3 | 101 | 11110100110 | 111101 | 61 | 9 | 3 | 9M | 9 | TRUE | 61 | 111101 | 101001100 | 101 | 5 | Cntrl27 | [5 empty] | 3 | Wall, FCWB, 7.5 mm, direct- xed, 90 mm steel-framed | [8 empty] | 6 | W_FSWB_D90T | [54 empty] | 16 | 31 | 81 | 16 | --------- | 23.6 | 16 | --------- | 2.86 | 16 | --------- | 81 | 16 | --------- | 23.6 | 16 | --------- | 2.86 | 16 | --------- | 4.5 | 16 | 4.5 |  |  |  | 22 | 3.6032 | 3.6619 | 3.7201 | 3.7777 | 3.8346 | 3.891 | 3.9468 | 4.002 | 4.0567 | 4.1107 | 4.1642 | 22 | #VALUE! | [26 empty] | 16 | 2.6 |  | 16 | 18.6 |  | 16 | 1060 | [7 empty] | 16 | 48.6 |  | 16 | 3.6
5.1 | m | 1 | 3 | 001 | 00110 | 001100 | 12 | M | 3 | M | M | TRUE | 12 | 001100 | 001100 | 001 | 1 | Cntrl22 | [5 empty] | 4 | Wall, steel-framed, 40-60 mm EIFS, cavity, 90 mm frame | [8 empty] | 7 | W_FSS_C_90T | [39 empty] | 0 |  | 0 | [12 empty] | 17 | 30 | 80 | 17 | --------- | 23.5 | 17 | --------- | 2.85 | 17 | --------- | 80 | 17 | --------- | 23.5 | 17 | --------- | 2.85 | 17 | --------- | 4.4 | 17 | 4.4 |  |  |  | 21 | 3.6486 | 3.7093 | 3.7693 | 3.8288 | 3.8877 | 3.946 | 4.0037 | 4.0608 | 4.1173 | 4.1732 | 4.2285 | 21 | [6 empty] | net wall area (m2) |  |  | 16.8 |  | window & door frame fraction | [15 empty] | 17 | 2.5 |  | 17 | 18.5 |  | 17 | 1050 | [7 empty] | 17 | 48.5 |  | 17 | 3.5
5 | n | 2 | 2 | 10 |  |  |  |  | 2 | [5 empty] | 100 | 10 | 2 | Cntrl23 | [5 empty] | 5 | Wall, sheet cladding, plywood RAB, cavity, thermal break strips | [8 empty] | 8 | W_FSS_D90T | [36 empty] | timber R | 0 | 0 | 0 | 0.001 | 0 | 0.001 | [11 empty] | 18 | 29 | 79 | 18 | --------- | 23.4 | 18 | --------- | 2.84 | 18 | --------- | 79 | 18 | --------- | 23.4 | 18 | --------- | 2.84 | 18 | --------- | 4.3 | 18 | 4.3 |  |  |  | 20 | 3.6946 | 3.7572 | 3.8193 | 3.8807 | 3.9415 | 4.0018 | 4.0614 | 4.1204 | 4.1788 | 4.2366 | 4.2939 | 20 | [14 empty] | 12.26% | [12 empty] | 18 | 2.4 |  | 18 | 18.4 |  | 18 | 1040 | [7 empty] | 18 | 48.4 |  | 18 | 3.4
4.9 | o | [22 empty] | 6 | Wall, BBWB, steel-framed, cavity, 90 mm frame | [8 empty] | 9 | W_PM_C_90T | [36 empty] | insul R | 0.001 | 100 | 1000 |  | 1000 | [12 empty] | 19 | 28 | 78 | 19 | --------- | 23.3 | 19 | --------- | 2.83 | 19 | --------- | 78 | 19 | --------- | 23.3 | 19 | --------- | 2.83 | 19 | --------- | 4.2 | 19 | 4.2 |  |  |  | 19 | 3.7412 | 3.8059 | 3.8699 | 3.9333 | 3.9961 | 4.0583 | 4.1199 | 4.1809 | 4.2413 | 4.301 | 4.3602 | 19 | [6 empty] | The inclusion of the average wall length allows for the studs at the end of each wall section or panel (but not any extra studs or blocking that supports those end studs). The extra stud and blocking that occurs at an internal wall junction can be included as extra studs. | [23 empty] | 19 | 18.3 |  | 19 | 1030 | [7 empty] | 19 | 48.3 |  | 19 | 3.3
4.8 | p | [19 empty] | internal secondary insulation |  |  | 7 | Wall, BBWB, steel-framed, cavity, 140 mm frame | [8 empty] | 10 | W_PM_D90T | [43 empty] | 0.001 | [10 empty] | 20 | 27 | 77 | 20 | --------- | 23.2 | 20 | --------- | 2.82 | 20 | --------- | 77 | 20 | --------- | 23.2 | 20 | --------- | 2.82 | 20 | --------- | 4.1 | 20 | 4.1 |  |  |  | 18 | 3.7884 | 3.8551 | 3.9212 | 3.9867 | 4.0515 | 4.1157 | 4.1793 | 4.2423 | 4.3046 | 4.3664 | 4.4275 | 18 | [30 empty] | 20 | 18.2 |  | 20 | 1020 | [7 empty] | 20 | 48.2 |  | 20 | 3.2
4.7 | q | [17 empty] | 1 | 1 | --------- |  |  | 8 | Wall, BBWB, steel-framed, direct- xed, 140 mm frame | [8 empty] | 11 | W_BV_90T | [39 empty] | 0 |  | 0.25 | [12 empty] | 21 | 26 | 76 | 21 | --------- | 23.1 | 21 | --------- | 2.81 | 21 | --------- | 76 | 21 | --------- | 23.1 | 21 | --------- | 2.81 | 21 | --------- | 4 | 21 | 4.0 |  |  |  | 17 | 3.8363 | 3.905 | 3.9732 | 4.0407 | 4.1076 | 4.1739 | 4.2395 | 4.3045 | 4.3689 | 4.4327 | 4.4958 | 17 | [30 empty] | 21 | 18.1 |  | 21 | 1010 | [7 empty] | 21 | 48.1 |  | 21 | 3.1
4.6 | r | [18 empty] | 1 | --------- |  |  | 9 | Wall, BBWB, steel-framed, direct- xed, 90 mm frame | [8 empty] | 12 | W_EPS_90T | [36 empty] | steel R | 0 | 0 | 0 | 0.001 | 0 | 0.001 | [11 empty] | 22 | 25 | 75 | 22 | --------- | 23 | 22 | --------- | 2.8 | 22 | --------- | 75 | 22 | --------- | 23 | 22 | --------- | 2.8 | 22 | --------- | 3.9 | 22 | 3.9 |  |  |  | 16 | 3.8847 | 3.9556 | 4.0259 | 4.0955 | 4.1645 | 4.2328 | 4.3006 | 4.3676 | 4.4341 | 4.4999 | 4.5651 | 16 | [11 empty] | Total including framing assoc. with windows & doors |  |  | 30.65% | [15 empty] | 22 | 18 |  | 22 | 1000 | [7 empty] | 22 | 48 |  | 22 | 3
4.5 | s | [18 empty] | 2 | --------- |  |  | 10 | Wall, RWB, steel-framed, direct- xed, 90 mm frame | [8 empty] | 13 | W_BBWB_C_140T | [36 empty] | insul R | 0.001 | 100 | 1000 |  | 3.9841 | [12 empty] | 23 | 24 | 74 | 23 | --------- | 22.9 | 23 | --------- | 2.79 | 23 | --------- | 74 | 23 | --------- | 22.9 | 23 | --------- | 2.79 | 23 | --------- | 3.8 | 23 | 3.8 |  |  |  | 15 | 3.9337 | 4.0068 | 4.0792 | 4.151 | 4.2221 | 4.2926 | 4.3624 | 4.4316 | 4.5002 | 4.5681 | 4.6353 | 15 | [30 empty] | 23 | 17.9 |  | 23 | 990 | [7 empty] | 23 | 47.9 |  | 23 | 2.9
4.4 | t | [22 empty] | 11 | Wall, rusticated weatherboard, steel frame 140mm, direct x | [8 empty] | 14 | W_BBWB_D140T | [54 empty] | 24 | 23 | 73 | 24 | --------- | 22.8 | 24 | --------- | 2.78 | 24 | --------- | 73 | 24 | --------- | 22.8 | 24 | --------- | 2.78 | 24 | --------- | 3.7 | 24 | 3.7 |  |  |  | 14 | 3.9834 | 4.0587 | 4.1333 | 4.2072 | 4.2805 | 4.3532 | 4.4252 | 4.4965 | 4.5672 | 4.6372 | 4.7066 | 14 | [30 empty] | 24 | 17.8 |  | 24 | 980 | [7 empty] | 24 | 47.8 |  | 24 | 2.8
4.3 | u | [22 empty] | 12 | Wall, RWB, steel-framed, cavity, 90 mm frame | [8 empty] | 15 | W_RWB_C_140T | [54 empty] | 25 | 22 | 72 | 25 | --------- | 22.7 | 25 | --------- | 2.77 | 25 | --------- | 72 | 25 | --------- | 22.7 | 25 | --------- | 2.77 | 25 | --------- | 3.6 | 25 | 3.6 |  |  |  |  | 3.6 | 3.7 | 3.8 | 3.9 | 4 | 4.1 | 4.2 | 4.3 | 4.4 | 4.5 | 4.6 | [31 empty] | 25 | 17.7 |  | 25 | 970 | [7 empty] | 25 | 47.7 |  | 25 | 2.7
4.2 | v | [22 empty] | 13 | Wall, rusticated weatherboard, steel frame 140mm, cavity | [8 empty] | 16 | W_RWB_D140T | [54 empty] | 26 | 21 | 71 | 26 | --------- | 22.6 | 26 | --------- | 2.76 | 26 | --------- | 71 | 26 | --------- | 22.6 | 26 | --------- | 2.76 | 26 | --------- | 3.5 | 26 | 3.5 | [46 empty] | 26 | 17.6 |  | 26 | 960 | [7 empty] | 26 | 47.6 |  | 26 | 2.6
4.1 | w | [22 empty] | 14 | Wall, sheet cladding, steel-framed, cavity, 90-140 mm frame | [8 empty] | 17 | W_FSWB_C_140T | [54 empty] | 27 | 20 | 70 | 27 | --------- | 22.5 | 27 | --------- | 2.75 | 27 | --------- | 70 | 27 | --------- | 22.5 | 27 | --------- | 2.75 | 27 | --------- | 3.4 | 27 | 3.4 | [46 empty] | 27 | 17.5 |  | 27 | 950 | [7 empty] | 27 | 47.5 |  | 27 | 2.5
4 | x | [19 empty] | External secondary insulation |  |  | 15 | Wall, sheet cladding, steel-framed, direct- xed, 90 mm frame | [8 empty] | 18 | W_FSWB_D140T | [54 empty] | 28 | 19 | 69 | 28 | --------- | 22.4 | 28 | --------- | 2.74 | 28 | --------- | 69 | 28 | --------- | 22.4 | 28 | --------- | 2.74 | 28 | --------- | 3.3 | 28 | 3.3 | [46 empty] | 28 | 17.4 |  | 28 | 940 | [7 empty] | 28 | 47.4 |  | 28 | 2.4
3.9 | y | [18 empty] | 1 | None |  |  | 16 | Wall, sheet cladding, steel-framed, direct- xed, 140 mm frame | [8 empty] | 19 | W_FSS_C_140T | [54 empty] | 29 | 18 | 68 | 29 | --------- | 22.3 | 29 | --------- | 2.73 | 29 | --------- | 68 | 29 | --------- | 22.3 | 29 | --------- | 2.73 | 29 | --------- | 3.2 | 29 | 3.2 | [46 empty] | 29 | 17.3 |  | 29 | 930 | [7 empty] | 29 | 47.3 |  | 29 | 2.3
3.8 | z | [18 empty] | 1 | None | 0.001 |  | 17 | Wall, MV, steel-framed, cavity, 90-140 mm frame | [8 empty] | 20 | W_FSS_D140T | [54 empty] | 30 | 17 | 67 | 30 | --------- | 22.2 | 30 | --------- | 2.72 | 30 | --------- | 67 | 30 | --------- | 22.2 | 30 | --------- | 2.72 | 30 | --------- | 3.1 | 30 | 3.1 | [46 empty] | 30 | 17.2 |  | 30 | 920 | [7 empty] | 30 | 47.2 |  | 30 | 2.2
3.7 | 0 | [18 empty] | 2 | plaster faced 80mm grade-S EPS | 1.95 |  | 18 | Wall, masonry veneer, steel frame | [8 empty] | 21 | W_PM_C_140T | [54 empty] | 31 | 16 | 66 | 31 | --------- | 22.1 | 31 | --------- | 2.71 | 31 | --------- | 66 | 31 | --------- | 22.1 | 31 | --------- | 2.71 | 31 | --------- | 3 | 31 | 3.0 | [46 empty] | 31 | 17.1 |  | 31 | 910 | [7 empty] | 31 | 47.1 |  | 31 | 2.1
3.6 | 1 | [18 empty] | 3 | plaster faced 80mm grade-S EPS on cavity | 0.975 | [11 empty] | 22 | W_PM_D140T | [39 empty] | 0 |  | 0 | [12 empty] | 32 | 15 | 65 | 32 | --------- | 22 | 32 | --------- | 2.7 | 32 | --------- | 65 | 32 | --------- | 22 | 32 | --------- | 2.7 | 32 | --------- | 2.9 | 32 | 2.9 |  |  | BBWB - bevelbacked weatherboard |  | 3.8: RWB - Rusticated weatherboard | [31 empty] | 32 | 17 |  | 32 | 900 | [7 empty] | 32 | 47 |  | 32 | 2
3.5 | 2 | [18 empty] | 4 | plaster faced 100mm grade-S EPS | 2.44 |  | 1 | Wall, horizontal pro led metal, cavity, 90 mm timber-framed | [8 empty] | 23 | W_BV_140T | [36 empty] | timber R | 0 | 0 | 0 | 0.001 | 0 | 0.001 | [11 empty] | 33 | 14 | 64 | 33 | --------- | 21.9 | 33 | --------- | 2.69 | 33 | --------- | 64 | 33 | --------- | 21.9 | 33 | --------- | 2.69 | 33 | --------- | 2.8 | 33 | 2.8 |  |  | FCWB - fibrecement weatherboard |  | 3.8: FC - fibrecement sheet (or similar sheet cladding) | [31 empty] | 33 | 16.9 |  | 33 | 890 | [7 empty] | 33 | 46.9 |  | 33 | 1.9
3.4 | 3 | [18 empty] | 5 | plaster faced 100mm grade-S EPS on cavity | 1.22 |  | 2 | Wall, horizontal pro led metal, cavity, 140 mm timber-framed | [8 empty] | 24 | W_EPS_140T | [36 empty] | insul R | 0.001 | 100 | 1000 |  | 1000 | [12 empty] | 34 | 0 | 63 | 34 | --------- | 21.8 | 34 | --------- | 2.68 | 34 | --------- | 63 | 34 | --------- | 21.8 | 34 | --------- | 2.68 | 34 | --------- | 2.7 | 34 | 2.7 |  |  | ESIL - External secondary insulating layer - R-value includes facing/cladding | [43 empty] | 34 | 16.8 |  | 34 | 880 | [7 empty] | 34 | 46.8 |  | 34 | 1.8
3.3 | 4 | [22 empty] | 3 | Wall, vertical pro led metal, direct- xed, 90-140 mm timber-framed | [8 empty] | 25 | W_BBWB_C_90S | [43 empty] | 0.001 | [12 empty] | 62 | 35 | --------- | 21.7 | 35 | --------- | 2.67 | 35 | --------- | 62 | 35 | --------- | 21.7 | 35 | --------- | 2.67 | 35 | --------- | 2.6 | 35 | 2.6 | [46 empty] | 35 | 16.7 |  | 35 | 870 | [7 empty] | 35 | 46.7 |  | 35 | 1.7
3.2 | 5 | [22 empty] | 4 | Wall, FCWB, 7.5 mm, cavity, 90 mm timber-framed | [8 empty] | 26 | W_BBWB_D90S | [39 empty] | 0 |  | 0.25 | [11 empty] | 34 | 0 | 34 | 61 | 36 | --------- | 21.6 | 36 | --------- | 2.66 | 36 | --------- | 61 | 36 | --------- | 21.6 | 36 | --------- | 2.66 | 36 | --------- | 2.5 | 36 | 2.5 |  |  | ISIL - Interior secondary insulating layer - R-value is for the layer system so needs to include the effect of any framing | [43 empty] | 36 | 16.6 |  | 36 | 860 | [7 empty] | 36 | 46.6 |  | 36 | 1.6
3.1 | 6 | [22 empty] | 5 | Wall, FCWB, 7.5 mm, cavity, 140 mm timber-framed | [8 empty] | 27 | W_RWB_C_90S | [36 empty] | steel R | 0 | 0 | 0 | 0.001 | 0 | 0.001 | [10 empty] | 33 | 1 | 33 | 60 | 37 | --------- | 21.5 | 37 | --------- | 2.65 | 37 | --------- | 60 | 37 | --------- | 21.5 | 37 | --------- | 2.65 | 37 | --------- | 2.4 | 37 | 2.4 |  |  | NZS4214 or similar 1-D calculation method can be used to determine the R-value if the layer is bridged by framing | [43 empty] | 37 | 16.5 |  | 37 | 850 | [7 empty] | 37 | 46.5 |  | 37 | 1.5
3 | 7 | [22 empty] | 6 | Wall, FCWB, 7.5 mm, direct- xed, 90 mm timber-framed | [8 empty] | 28 | W_RWB_D90S | [36 empty] | insul R | 0.001 | 100 | 1000 |  | 3.9841 | [11 empty] | 33 | 2 | 33 | 59 | 38 | --------- | 21.4 | 38 | --------- | 2.64 | 38 | --------- | 59 | 38 | --------- | 21.4 | 38 | --------- | 2.64 | 38 | --------- | 2.3 | 38 | 2.3 | [46 empty] | 38 | 16.4 |  | 38 | 840 | [7 empty] | 38 | 46.4 |  | 38 | 1.4
2.9 | 8 | [22 empty] | 7 | Wall, FCWB, 7.5 mm, direct- xed, 140 mm timber-framed | [8 empty] | 29 | W_FSWB_C_90S | [53 empty] | 33 | 3 | 33 | 58 | 39 | --------- | 21.3 | 39 | --------- | 2.63 | 39 | --------- | 58 | 39 | --------- | 21.3 | 39 | --------- | 2.63 | 39 | --------- | 2.2 | 39 | 2.2 | [46 empty] | 39 | 16.3 |  | 39 | 830 | [7 empty] | 39 | 46.3 |  | 39 | 1.3
2.8 | 9 | [22 empty] | 8 | Wall, BBWB, timber-framed, cavity, 90-140 mm frame | [8 empty] | 30 | W_FSWB_D90S |  | 10 | W_staggered | [50 empty] | 33 | 4 | 33 | 57 | 40 | --------- | 21.2 | 40 | --------- | 2.62 | 40 | --------- | 57 | 40 | --------- | 21.2 | 40 | --------- | 2.62 | 40 | --------- | 2.1 | 40 | 2.1 |  |  | Thermal resistance is for a 2.4 m wall with two rows of dwangs, including top and bottom plates, | [43 empty] | 40 | 16.2 |  | 40 | 820 | [7 empty] | 40 | 46.2 |  | 40 | 1.2
2.7 | + | [22 empty] | 9 | Wall, BBWB, timber-framed, direct- xed, 90 mm frame | [8 empty] | 31 | W_FSS_C_90S |  | 1 | P_blank | [50 empty] | 33 | 5 | 33 | 56 | 41 | --------- | 21.1 | 41 | --------- | 2.61 | 41 | --------- | 56 | 41 | --------- | 21.1 | 41 | --------- | 2.61 | 41 | --------- | 2 | 41 | 2.0 |  |  | and surface resistances of 0.13 m2K/W interiror and 0.04 m2K/W exterior | [43 empty] | 41 | 16.1 |  | 41 | 810 | [7 empty] | 41 | 46.1 |  | 41 | 1.1
2.6 | / |  |  |  | Timber floors | [18 empty] | 10 | Wall, BBWB, timber-framed, direct- xed, 140 mm frame | [8 empty] | 32 | W_FSS_D90S |  | 2 | P_blank2 | [50 empty] | 33 | 6 | 33 | 55 | 42 | --------- | 21 | 42 | --------- | 2.6 | 42 | --------- | 55 | 42 | --------- | 21 | 42 | --------- | 2.6 | 42 | --------- | 1.9 | 42 | 1.9 |  |  | Modelled using 3D finite element software | [43 empty] | 42 | 16 |  | 42 | 800 | [7 empty] | 42 | 46 |  | 42 | 1
2.5 | = |  |  |  | reference | lnjflnjfQskk0J8I | [17 empty] | 11 | Wall, RWB, timber-framed, cavity, 90-140 mm frame | [8 empty] | 33 | W_PM_C_90S |  | 3 | P_blank3 | [50 empty] | 33 | 7 | 33 | 54 | 43 | --------- | 20.9 | 43 | --------- | 2.59 | 43 | --------- | 54 | 43 | --------- | 20.9 | 43 | --------- | 2.59 | 43 | --------- | 1.8 | 43 | 1.8 |  |  | For framing above 25%, the wall is modelled with an increasing fraction of double studs | [43 empty] | 43 | 15.9 |  | 43 | 790 | [7 empty] | 43 | 45.9 |  | 43 | 0.9
2.4 |  |  |  |  | Cladding | BevelBack WB | [17 empty] | 12 | Wall, RWB, timber-framed, direct- xed, 90-140 mm frame | [8 empty] | 34 | W_PM_D90S |  | 4 | P_RP_SIL2 | [50 empty] | 33 | 8 | 33 | 53 | 44 | --------- | 20.8 | 44 | --------- | 2.58 | 44 | --------- | 53 | 44 | --------- | 20.8 | 44 | --------- | 2.58 | 44 | --------- | 1.7 | 44 | 1.7 |  |  | Frame % is by volume for the staggered stud cases (not including facings) | [43 empty] | 44 | 15.8 |  | 44 | 780 | [7 empty] | 44 | 45.8 |  | 44 | 0.8
2.3 |  |  |  |  | cavity? | only cladding on cavity | [17 empty] | 13 | Wall, timber frame, rusticated weatherboard, plywood RAB, cavity | [8 empty] | 35 | W_BV_90S |  | 5 | P_RS_S_SIL | [50 empty] | 33 | 9 | 33 | 52 | 45 | --------- | 20.7 | 45 | --------- | 2.57 | 45 | --------- | 52 | 45 | --------- | 20.7 | 45 | --------- | 2.57 | 45 | --------- | 1.6 | 45 | 1.6 | [46 empty] | 45 | 15.7 |  | 45 | 770 | [7 empty] | 45 | 45.7 |  | 45 | 0.7
2.2 |  |  |  |  | Exterior Insulation | none | [17 empty] | 14 | Wall, stucco on bre-cement backing, cavity, 90-140 mm timber-framed | [8 empty] | 36 | W_EPS_90S |  | 6 | P_PS_O_a | [50 empty] | 33 | 10 | 33 | 51 | 46 | --------- | 20.6 | 46 | --------- | 2.56 | 46 | --------- | 51 | 46 | --------- | 20.6 | 46 | --------- | 2.56 | 46 | --------- | 1.5 | 46 | 1.5 |  |  | Steel frame cases have the frame faced on the exterior with a sheet (full coverage) thermal break with an R-value of R 0.25 | [43 empty] | 46 | 15.6 |  | 46 | 760 | [7 empty] | 46 | 45.6 |  | 46 | 0.6
2.1 |  |  |  |  | ---------- | --------- | [17 empty] | 15 | Wall, stucco on bre-cement backing, cavity, 90-140 mm timber-framed | [8 empty] | 37 | W_BBWB_C_140S |  | 7 | P_PS_O_b | [50 empty] | 33 | 11 | 33 | 50 | 47 | --------- | 20.5 | 47 | --------- | 2.55 | 47 | --------- | 50 | 47 | --------- | 20.5 | 47 | --------- | 2.55 | 47 | --------- | 1.4 | 47 | 1.4 |  |  | For steel framing, the % framing is by face area of the flange. | [43 empty] | 47 | 15.5 |  | 47 | 750 | [7 empty] | 47 | 45.5 |  | 47 | 0.5
2 |  |  |  |  | ---------- | --------- | [17 empty] | 16 | Wall, sheet cladding, timber-framed, cavity, 90 mm frame | [8 empty] | 38 | W_BBWB_D140S |  | 8 | P_PS_O_c | [50 empty] | 33 | 12 | 33 | 49 | 48 | --------- | 20.4 | 48 | --------- | 2.54 | 48 | --------- | 49 | 48 | --------- | 20.4 | 48 | --------- | 2.54 | 48 | --------- | [5 empty] | Steel framing was modelled by determing an equivalent homogenous frame with the same width as flange width and the same depth as stud depth | [43 empty] | 48 | 15.4 |  | 48 | 740 | [7 empty] | 48 | 45.4 |  | 48 | 0.4
1.9 |  |  |  |  | ---------- | --------- | [17 empty] | 17 | Wall, sheet cladding, timber-framed, cavity, 140 mm frame | [8 empty] | 39 | W_RWB_C_140S |  | 9 | P_PS_O_T | [50 empty] | 33 | 13 | 33 | 48 | 49 | --------- | 20.3 | 49 | --------- | 2.53 | 49 | --------- | 48 | 49 | --------- | 20.3 | 49 | --------- | 2.53 | 49 | --------- | [5 empty] | All steel framing is assumed to have same thickness, including top and bottom plates. | [43 empty] | 49 | 15.3 |  | 49 | 730 | [7 empty] | 49 | 45.3 |  | 49 | 0.3
1.8 |  |  |  |  | ---------- | --------- | [17 empty] | 18 | Wall, sheet cladding, timber-framed, direct- xed, 90 mm frame | [8 empty] | 40 | W_RWB_D140S |  | 10 | W_staggered | [50 empty] | 33 | 14 | 33 | 47 | 50 | --------- | 20.2 | 50 | --------- | 2.52 | 50 | --------- | 47 | 50 | --------- | 20.2 | 50 | --------- | 2.52 | 50 | --------- | [5 empty] | R0.38 insulated RAB is assumed to be used without a separate R0.25 thermal break layer against steel framing | [43 empty] | 50 | 15.2 |  | 50 | 720 | [7 empty] | 50 | 45.2 |  | 50 | 0.2
1.7 |  |  |  |  | Exterior Bracing / RAB | none | [17 empty] | 19 | Wall, sheet cladding, timber-framed, direct- xed, 140 mm frame | [8 empty] | 41 | W_FSWB_C_140S |  | 11 | W_ISIL_M | [50 empty] | 32 | 15 | 32 | 46 | 51 | --------- | 20.1 | 51 | --------- | 2.51 | 51 | --------- | 46 | 51 | --------- | 20.1 | 51 | --------- | 2.51 | 51 | --------- | [5 empty] | H1/AS1 5th ed. Schedule method minimum R 2.0 in all climate zones | [43 empty] | 51 | 15.1 |  | 51 | 710 | [7 empty] | 51 | 45.1 |  | 51 | 0.1
1.6 |  |  |  |  | Primary frame | none | [17 empty] | 20 | Wall, timber-framed, 40-60 mm EIFS, cavity, 90 mm frame | [8 empty] | 42 | W_FSWB_D140S |  | 12 | W_T_RAB | [50 empty] | 31 | 16 | 31 | 45 | 52 | --------- | 20 | 52 | --------- | 2.5 | 52 | --------- | 45 | 52 | --------- | 20 | 52 | --------- | 2.5 | 52 | --------- | [49 empty] | 52 | 15 |  | 52 | 700 | [7 empty] | 52 | 45 |  | 52 | 0
1.5 |  |  |  |  | Insul. R-value range | 3.6 - 4.6 | [17 empty] | 21 | Wall, MV, timber-framed, cavity, 90-140 mm frame | [8 empty] | 43 | W_FSS_C_140S |  | 13 | STF_lined | [50 empty] | 30 | 17 | 30 | 44 | 53 | --------- | 19.9 | 53 | --------- | 2.49 | 53 | --------- | 44 | 53 | --------- | 19.9 | 53 | --------- | 2.49 | 53 | --------- | [49 empty] | 53 | 14.9 |  | 53 | 690 | [7 empty] | 53 | 44.9
[5 empty] | ---------- | ------- | [17 empty] | 22 | Wall, BBWB, timber-framed, direct- xed, 140 mm deep wall with 90 mm staggered studs | [8 empty] | 44 | W_FSS_D140S |  | 14 | W_ISIL_PW | [50 empty] | 29 | 18 | 29 | 43 | 54 | --------- | 19.8 | 54 | --------- | 2.48 | 54 | --------- | 43 | 54 | --------- | 19.8 | 54 | --------- | 2.48 | 54 | --------- | [49 empty] | 54 | 14.8 |  | 54 | 680 | [7 empty] | 54 | 44.8
[5 empty] | Interior Bracing / RAB | none | [17 empty] | 23 | Wall, BBWB, timber-framed, direct- xed, 180 mm deep wall with 90 mm staggered studs | [8 empty] | 45 | W_PM_C_140S |  | 15 | W_S_RAB | [50 empty] | 28 | 19 | 28 | 42 | 55 | --------- | 19.7 | 55 | --------- | 2.47 | 55 | --------- | 42 | 55 | --------- | 19.7 | 55 | --------- | 2.47 | 55 | --------- | [49 empty] | 55 | 14.7 |  | 55 | 670 | [7 empty] | 55 | 44.7
[5 empty] | Interior Insulation | none | [27 empty] | 46 | W_PM_D140S | [53 empty] | 27 | 20 | 27 | 41 | 56 | --------- | 19.6 | 56 | --------- | 2.46 | 56 | --------- | 41 | 56 | --------- | 19.6 | 56 | --------- | 2.46 | 56 | --------- | [49 empty] | 56 | 14.6 |  | 56 | 660 | [7 empty] | 56 | 44.6
[5 empty] | ---------- | --------- | [17 empty] | W_BBWB_C_140T |  |  | Walls_T90_ | Walls_T140_ | Walls_S90_ | Walls_S140_ |  |  |  | 47 | W_BV_140S |  | 3 | P_blank3 | [50 empty] | 26 | 21 | 26 | 40 | 57 | --------- | 19.5 | 57 | --------- | 2.45 | 57 | --------- | 40 | 57 | --------- | 19.5 | 57 | --------- | 2.45 | 57 | --------- | [49 empty] | 57 | 14.5 |  | 57 | 650 | [7 empty] | 57 | 44.5
[5 empty] | ---------- | --------- | [17 empty] | W_BBWB_C_90T |  |  | P_blank | P_blank | P_blank | P_blank |  |  |  | 48 | W_EPS_140S | [53 empty] | 25 | 22 | 25 | 39 | 58 | --------- | 19.4 | 58 | --------- | 2.44 | 58 | --------- | 39 | 58 | --------- | 19.4 | 58 | --------- | 2.44 | 58 | --------- | [49 empty] | 58 | 14.4 |  | 58 | 640 | [7 empty] | 58 | 44.4
[5 empty] | ---------- | --------- | [17 empty] | W_BBWB_C_140T |  |  | W_BBWB_C_90T | W_BBWB_C_140T | W_BBWB_C_90S | W_BBWB_C_140S |  |  |  | 49 | P_blank |  | 3 | P_blank3 | [50 empty] | 24 | 23 | 24 | 38 | 59 | --------- | 19.3 | 59 | --------- | 2.43 | 59 | --------- | 38 | 59 | --------- | 19.3 | 59 | --------- | 2.43 | 59 | --------- | [49 empty] | 59 | 14.3 |  | 59 | 630 | [7 empty] | 59 | 44.3
[5 empty] | ---------- | --------- | [17 empty] | W_BBWB_C_90S |  |  | W_BBWB_D90T | W_BBWB_D140T | W_BBWB_D90S | W_BBWB_D140S | [58 empty] | 23 | 24 | 23 | 37 | 60 | --------- | 19.2 | 60 | --------- | 2.42 | 60 | --------- | 37 | 60 | --------- | 19.2 | 60 | --------- | 2.42 | 60 | --------- | [49 empty] | 60 | 14.2 |  | 60 | 620 | [7 empty] | 60 | 44.2
[5 empty] | Interior lining | 10 mm plasterboard | [17 empty] | W_BBWB_C_140S |  |  | W_RWB_C_90T | W_RWB_C_140T | W_RWB_C_90S | W_RWB_C_140S | [58 empty] | 22 | 25 | 22 | 36 | 61 | --------- | 19.1 | 61 | --------- | 2.41 | 61 | --------- | 36 | 61 | --------- | 19.1 | 61 | --------- | 2.41 | 61 | --------- | [49 empty] | 61 | 14.1 |  | 61 | 610 | [7 empty] | 61 | 44.1
[5 empty] | Insulation thermal resistance m2.K/W | 3.6 | [17 empty] | W_BBWB_C_140T |  |  | W_RWB_D90T | W_RWB_D140T | W_RWB_D90S | W_RWB_D140S | [58 empty] | 21 | 26 | 21 | 35 | 62 | --------- | 19 | 62 | --------- | 2.4 | 62 | --------- | 35 | 62 | --------- | 19 | 62 | --------- | 2.4 | 62 | --------- | [49 empty] | 62 | 14 |  | 62 | 600 | [7 empty] | 62 | 44
[5 empty] | Frame fraction % | 30 | [17 empty] | W_BBWB_C_140T |  |  | W_FSWB_C_90T | W_FSWB_C_140T | W_FSWB_C_90S | W_FSWB_C_140S | [58 empty] | 20 | 27 | 20 | 34 | 63 | --------- | 18.9 | 63 | --------- | 2.39 | 63 | --------- | 34 | 63 | --------- | 18.9 | 63 | --------- | 2.39 | 63 | --------- | [49 empty] | 63 | 13.9 |  | 63 | 590 | [7 empty] | 63 | 43.9
[5 empty] | Wall thermal resistance m2.K/W | 3.262 | [17 empty] | W_BBWB_C_140T |  |  | W_FSWB_D90T | W_FSWB_D140T | W_FSWB_D90S | W_FSWB_D140S | [58 empty] | 19 | 28 | 19 | 33 | 64 | --------- | 18.8 | 64 | --------- | 2.38 | 64 | --------- | 33 | 64 | --------- | 18.8 | 64 | --------- | 2.38 | 64 | --------- | [49 empty] | 64 | 13.8 |  | 64 | 580 | [7 empty] | 64 | 43.8
[27 empty] | W_FSS_C_90T | W_FSS_C_140T | W_FSS_C_90S | W_FSS_C_140S | [58 empty] | 18 | 29 | 18 | 32 | 65 | --------- | 18.7 | 65 | --------- | 2.37 | 65 | --------- | 32 | 65 | --------- | 18.7 | 65 | --------- | 2.37 | 65 | --------- | [49 empty] | 65 | 13.7 |  | 65 | 570 | [7 empty] | 65 | 43.7
[27 empty] | W_FSS_D90T | W_FSS_D140T | W_FSS_D90S | W_FSS_D140S |  | W_staggered |  | P_blank3 |  | P_blank3 | [52 empty] | 17 | 30 | 17 | 31 | 66 | --------- | 18.6 | 66 | --------- | 2.36 | 66 | --------- | 31 | 66 | --------- | 18.6 | 66 | --------- | 2.36 | 66 | --------- | [49 empty] | 66 | 13.6 |  | 66 | 560 | [7 empty] | 66 | 43.6
[27 empty] | W_PM_C_90T | W_PM_C_140T | W_PM_C_90S | W_PM_C_140S |  | W_staggered |  | W_ISIL_M |  | W_T_RAB | [52 empty] | 16 | 31 | 16 | 30 | 67 | --------- | 18.5 | 67 | --------- | 2.35 | 67 | --------- | 30 | 67 | --------- | 18.5 | 67 | --------- | 2.35 | 67 | --------- | [49 empty] | 67 | 13.5 |  | 67 | 550 | [7 empty] | 67 | 43.5
[27 empty] | W_PM_D90T | W_PM_D140T | W_PM_D90S | W_PM_D140S |  | W_staggered |  | W_ISIL_M |  | W_S_RAB | [52 empty] | 15 | 32 | 15 | 29 | 68 | --------- | 18.4 | 68 | --------- | 2.34 | 68 | --------- | 29 | 68 | --------- | 18.4 | 68 | --------- | 2.34 | 68 | --------- | [49 empty] | 68 | 13.4 |  | 68 | 540 | [7 empty] | 68 | 43.4
[27 empty] | W_BV_90T | W_BV_140T | W_BV_90S | W_BV_140S |  |  |  | W_ISIL_PW |  | W_T_RAB | [52 empty] | 14 | 33 | 14 | 28 | 69 | --------- | 18.3 | 69 | --------- | 2.33 | 69 | --------- | 28 | 69 | --------- | 18.3 | 69 | --------- | 2.33 | 69 | --------- | [49 empty] | 69 | 13.3 |  | 69 | 530 | [7 empty] | 69 | 43.3
[27 empty] | W_EPS_90T | W_EPS_140T | W_EPS_90S | W_EPS_140S | [58 empty] | 13 | 34 | 13 | 27 | 70 | --------- | 18.2 | 70 | --------- | 2.32 | 70 | --------- | 27 | 70 | --------- | 18.2 | 70 | --------- | 2.32 | 70 | --------- | [49 empty] | 70 | 13.2 |  | 70 | 520 | [7 empty] | 70 | 43.2
[27 empty] | W_EPS_90T | W_EPS_140T | W_EPS_90S | W_EPS_140S | [58 empty] | 12 | 35 | 12 | 26 | 71 | --------- | 18.1 | 71 | --------- | 2.31 | 71 | --------- | 26 | 71 | --------- | 18.1 | 71 | --------- | 2.31 | 71 | --------- | [49 empty] | 71 | 13.1 |  | 71 | 510 | [7 empty] | 71 | 43.1
[27 empty] | W_EPS_90T | W_EPS_140T | W_EPS_90S | W_EPS_140S | [58 empty] | 12 | 36 | 12 | 25 | 72 | --------- | 18 | 72 | --------- | 2.3 | 72 | --------- | 25 | 72 | --------- | 18 | 72 | --------- | 2.3 | 72 | --------- | [49 empty] | 72 | 13 |  | 72 | 500 | [7 empty] | 72 | 43
[27 empty] | W_EPS_90T | W_EPS_140T | W_EPS_90S | W_EPS_140S | [58 empty] | 11 | 37 | 11 | 24 | 73 | --------- | 17.9 | 73 | --------- | 2.29 | 73 | --------- | 24 | 73 | --------- | 17.9 | 73 | --------- | 2.29 | 73 | --------- | [49 empty] | 73 | 12.9 |  | 73 | 490 | [7 empty] | 73 | 42.9
[27 empty] | W_EPS_90T | W_EPS_140T | W_EPS_90S | W_EPS_140S | [58 empty] | 11 | 38 | 11 | 23 | 74 | --------- | 17.8 | 74 | --------- | 2.28 | 74 | --------- | 23 | 74 | --------- | 17.8 | 74 | --------- | 2.28 | 74 | --------- | [49 empty] | 74 | 12.8 |  | 74 | 480 | [7 empty] | 74 | 42.8
[89 empty] | 10 | 39 | 10 | 22 | 75 | --------- | 17.7 | 75 | --------- | 2.27 | 75 | --------- | 22 | 75 | --------- | 17.7 | 75 | --------- | 2.27 | 75 | --------- | [49 empty] | 75 | 12.7 |  | 75 | 470 | [7 empty] | 75 | 42.7
[89 empty] | 10 | 40 | 10 | 21 | 76 | --------- | 17.6 | 76 | --------- | 2.26 | 76 | --------- | 21 | 76 | --------- | 17.6 | 76 | --------- | 2.26 | 76 | --------- | [49 empty] | 76 | 12.6 |  | 76 | 460 | [7 empty] | 76 | 42.6
[89 empty] | 9 | 41 | 9 | 20 | 77 | --------- | 17.5 | 77 | --------- | 2.25 | 77 | --------- | 20 | 77 | --------- | 17.5 | 77 | --------- | 2.25 | 77 | --------- | [49 empty] | 77 | 12.5 |  | 77 | 450 | [7 empty] | 77 | 42.5
[24 empty] | -1.3038e-05 | 0.00033438 | -0.00019831 | 0.0019597 | -0.03297 | 0.014114 | -0.081114 | 0.98439 | 0.54434 | [56 empty] | 9 | 42 | 9 | 19 | 78 | --------- | 17.4 | 78 | --------- | 2.24 | 78 | --------- | 19 | 78 | --------- | 17.4 | 78 | --------- | 2.24 | 78 | --------- | [49 empty] | 78 | 12.4 |  | 78 | 440 | [7 empty] | 78 | 42.4
[24 empty] | -1.3778e-05 | 0.00033611 | -0.0001965 | 0.0020141 | -0.032972 | 0.013878 | -0.0816 | 0.97562 | 0.54333 | [56 empty] | 8 | 43 | 8 | 18 | 79 | --------- | 17.3 | 79 | --------- | 2.23 | 79 | --------- | 18 | 79 | --------- | 17.3 | 79 | --------- | 2.23 | 79 | --------- | [49 empty] | 79 | 12.3 |  | 79 | 430 | [7 empty] | 79 | 42.3
[22 empty] | 7_55 | Steel framed 90 mm + R-0.25 TB | -1.3778e-05 | 0.00033611 | -0.0001965 | 0.0020141 | -0.032972 | 0.013878 | -0.0816 | 0.97562 | 0.54333 | [56 empty] | 8 | 44 | 8 | 17 | 80 | --------- | 17.2 | 80 | --------- | 2.22 | 80 | --------- | 17 | 80 | --------- | 17.2 | 80 | --------- | 2.22 | 80 | --------- | [49 empty] | 80 | 12.2 |  | 80 | 420 | [7 empty] | 80 | 42.2
[22 empty] | 7_75 |  | -1.6743e-05 | 0.00034321 | -0.00017368 | 0.0021769 | -0.032721 | 0.011077 | -0.080131 | 0.92735 | 0.58082 | [56 empty] | 7 | 45 | 7 | 16 | 81 | --------- | 17.1 | 81 | --------- | 2.21 | 81 | --------- | 16 | 81 | --------- | 17.1 | 81 | --------- | 2.21 | 81 | --------- | [49 empty] | 81 | 12.1 |  | 81 | 410 | [7 empty] | 81 | 42.1
[22 empty] | 7_95 |  | -2.1026e-05 | 0.00035633 | -0.00016796 | 0.0024008 | -0.032949 | 0.0098086 | -0.080519 | 0.90089 | 0.59533 | [56 empty] | 7 | 46 | 7 | 15 | 82 | --------- | 17 | 82 | --------- | 2.2 | 82 | --------- | 15 | 82 | --------- | 17 | 82 | --------- | 2.2 | 82 | --------- | [49 empty] | 82 | 12 |  | 82 | 400 | [7 empty] | 82 | 42
[22 empty] | 7_115 |  | -2.2718e-05 | 0.00035834 | -0.00015587 | 0.0024679 | -0.032624 | 0.0084393 | -0.079371 | 0.8752 | 0.61127 | [56 empty] | 6 | 47 | 6 | 14 | 83 | --------- | 16.9 | 83 | --------- | 2.19 | 83 | --------- | 14 | 83 | --------- | 16.9 | 83 | --------- | 2.19 | 83 | --------- | [49 empty] | 83 | 11.9 |  | 83 | 390 | [7 empty] | 83 | 41.9
[22 empty] | 8_55 | Steel framed 90 mm + R-0.25 TB + ISIL R-1.0 | 9.2234e-06 | 0.00023833 | -0.00017538 | 0.00038673 | -0.029094 | 0.015108 | -0.06311 | 1.1482 | 1.4932 | [56 empty] | 6 | 48 | 6 | 13 | 84 | --------- | 16.8 | 84 | --------- | 2.18 | 84 | --------- | 13 | 84 | --------- | 16.8 | 84 | --------- | 2.18 | 84 | --------- | [49 empty] | 84 | 11.8 |  | 84 | 380 | [7 empty] | 84 | 41.8
[22 empty] | 8_75 |  | 6.2859e-06 | 0.00025544 | -0.00017292 | 0.00058314 | -0.029917 | 0.013697 | -0.064073 | 1.1331 | 1.5059 | [56 empty] | 5 | 49 | 5 | 12 | 85 | --------- | 16.7 | 85 | --------- | 2.17 | 85 | --------- | 12 | 85 | --------- | 16.7 | 85 | --------- | 2.17 | 85 | --------- | [49 empty] | 85 | 11.7 |  | 85 | 370 | [7 empty] | 85 | 41.7
[22 empty] | 8_95 |  | 3.2228e-06 | 0.0002712 | -0.00017495 | 0.00078067 | -0.030718 | 0.013066 | -0.065691 | 1.1276 | 1.5079 | [56 empty] | 5 | 50 | 5 | 11 | 86 | --------- | 16.6 | 86 | --------- | 2.16 | 86 | --------- | 11 | 86 | --------- | 16.6 | 86 | --------- | 2.16 | 86 | --------- | [49 empty] | 86 | 11.6 |  | 86 | 360 | [7 empty] | 86 | 41.6
[22 empty] | 8_115 |  | 3.0318e-06 | 0.00027245 | -0.00016411 | 0.00080151 | -0.03068 | 0.011909 | -0.065258 | 1.1159 | 1.5179 | [56 empty] | 4 | 51 | 4 | 10 | 87 | --------- | 16.5 | 87 | --------- | 2.15 | 87 | --------- | 10 | 87 | --------- | 16.5 | 87 | --------- | 2.15 | 87 | --------- | [49 empty] | 87 | 11.5 |  | 87 | 350 | [7 empty] | 87 | 41.5
[22 empty] | 9_55 | Steel framed 90 mm + R-0.25 TB + ISIL R-1.2 | 8.8854e-06 | 0.00023604 | -0.00017327 | 0.00036687 | -0.028942 | 0.014795 | -0.062151 | 1.1533 | 1.6904 | [56 empty] | 4 | 52 | 4 | 9 | 88 | --------- | 16.4 | 88 | --------- | 2.14 | 88 | --------- | 9 | 88 | --------- | 16.4 | 88 | --------- | 2.14 | 88 | --------- | [49 empty] | 88 | 11.4 |  | 88 | 340 | [7 empty] | 88 | 41.4
[22 empty] | 9_75 |  | 7.5239e-06 | 0.00024697 | -0.0001645 | 0.00049084 | -0.029512 | 0.013098 | -0.062379 | 1.1363 | 1.7043 | [56 empty] | 3 | 53 | 3 | 8 | 89 | --------- | 16.3 | 89 | --------- | 2.13 | 89 | --------- | 8 | 89 | --------- | 16.3 | 89 | --------- | 2.13 | 89 | --------- | [49 empty] | 89 | 11.3 |  | 89 | 330 | [7 empty] | 89 | 41.3
[22 empty] | 9_95 |  | 5.0689e-06 | 0.00025978 | -0.0001625 | 0.00065609 | -0.030166 | 0.012229 | -0.063682 | 1.1295 | 1.7081 | [56 empty] | 3 | 54 | 3 | 7 | 90 | --------- | 16.2 | 90 | --------- | 2.12 | 90 | --------- | 7 | 90 | --------- | 16.2 | 90 | --------- | 2.12 | 90 | --------- | [49 empty] | 90 | 11.2 |  | 90 | 320 | [7 empty] | 90 | 41.2
[22 empty] | 9_115 |  | 3.9903e-06 | 0.00026571 | -0.00015709 | 0.00071546 | -0.030348 | 0.011306 | -0.063647 | 1.1204 | 1.715 | [56 empty] | 2 | 55 | 2 | 6 | 91 | --------- | 16.1 | 91 | --------- | 2.11 | 91 | --------- | 6 | 91 | --------- | 16.1 | 91 | --------- | 2.11 | 91 | --------- | [49 empty] | 91 | 11.1 |  | 91 | 310 | [7 empty] | 91 | 41.1
[22 empty] | 10_55 | Steel framed 140 mm + R-0.25 TB | -1.6122e-05 | 0.00036107 | -0.00027926 | 0.0017006 | -0.032681 | 0.017132 | -0.053421 | 0.87249 | 0.72102 | [56 empty] | 2 | 56 | 2 | 5 | 92 | --------- | 16 | 92 | --------- | 2.1 | 92 | --------- | 5 | 92 | --------- | 16 | 92 | --------- | 2.1 | 92 | --------- | [49 empty] | 92 | 11 |  | 92 | 300 | [7 empty] | 92 | 41
[22 empty] | 10_75 |  | -1.8032e-05 | 0.0003605 | -0.00023257 | 0.0017658 | -0.031638 | 0.01211 | -0.051195 | 0.80922 | 0.78238 | [59 empty] | 4 | 93 | --------- | 15.9 | 93 | --------- | 2.09 | 93 | --------- | 4 | 93 | --------- | 15.9 | 93 | --------- | 2.09 | 93 | --------- | [49 empty] | 93 | 10.9 |  | 93 | 290 | [7 empty] | 93 | 40.9
[22 empty] | 10_95 |  | -1.8596e-05 | 0.00035246 | -0.00018949 | 0.0017618 | -0.030452 | 0.0082366 | -0.049064 | 0.76146 | 0.82349 | [59 empty] | 3 | 94 | --------- | 15.8 | 94 | --------- | 2.08 | 94 | --------- | 3 | 94 | --------- | 15.8 | 94 | --------- | 2.08 | 94 | --------- | [49 empty] | 94 | 10.8 |  | 94 | 280 | [7 empty] | 94 | 40.8
[22 empty] | 10_115 |  | -1.9284e-05 | 0.00034795 | -0.00016311 | 0.0017695 | -0.029636 | 0.0057753 | -0.047684 | 0.72825 | 0.84536 | [59 empty] | 2 | 95 | --------- | 15.7 | 95 | --------- | 2.07 | 95 | --------- | 2 | 95 | --------- | 15.7 | 95 | --------- | 2.07 | 95 | --------- | [49 empty] | 95 | 10.7 |  | 95 | 270 | [7 empty] | 95 | 40.7
[22 empty] | 11_55 | Steel framed 140 mm + R-0.25 TB + ISIL R-1.0 | -3.6891e-06 | 0.00030433 | -0.00028919 | 0.00091995 | -0.031947 | 0.021665 | -0.046941 | 1.0536 | 1.5828 | [59 empty] | 1 | 96 | --------- | 15.6 | 96 | --------- | 2.06 | 96 | --------- | 1 | 96 | --------- | 15.6 | 96 | --------- | 2.06 | 96 | --------- | [49 empty] | 96 | 10.6 |  | 96 | 260 | [7 empty] | 96 | 40.6
[22 empty] | 11_75 |  | -6.2628e-06 | 0.00032043 | -0.00027647 | 0.0010677 | -0.032445 | 0.018953 | -0.0473 | 1.0286 | 1.6065 | [62 empty] | 15.5 | 97 | --------- | 2.05 | 97 | --------- |  |  |  | 15.5 | 97 | --------- | 2.05 | 97 | --------- | [49 empty] | 97 | 10.5 |  | 97 | 250 | [7 empty] | 97 | 40.5
[22 empty] | 11_95 |  | -7.2153e-06 | 0.00032452 | -0.00025522 | 0.0011206 | -0.032371 | 0.016521 | -0.046958 | 1.0074 | 1.6261 | [62 empty] | 15.4 | 98 | --------- | 2.04 | 98 | --------- |  |  |  | 15.4 | 98 | --------- | 2.04 | 98 | --------- | [49 empty] | 98 | 10.4 | [10 empty] | 98 | 40.4
[22 empty] | 11_115 |  | -8.3576e-06 | 0.00032972 | -0.00024266 | 0.0011806 | -0.032419 | 0.014961 | -0.046996 | 0.99387 | 1.6357 | [62 empty] | 15.3 | 99 | --------- | 2.03 | 99 | --------- |  |  |  | 15.3 | 99 | --------- | 2.03 | 99 | --------- | [49 empty] | 99 | 10.3 | [10 empty] | 99 | 40.3
[22 empty] | 12_55 | Steel framed 140 mm + R-0.25 TB + ISIL R-1.2 | -3.4105e-06 | 0.0003014 | -0.00028716 | 0.00088841 | -0.031852 | 0.0215 | -0.046255 | 1.0597 | 1.7728 | [62 empty] | 15.2 | 100 | --------- | 2.02 | 100 | --------- |  |  |  | 15.2 | 100 | --------- | 2.02 | 100 | --------- | [49 empty] | 100 | 10.2 | [10 empty] | 100 | 40.2
[22 empty] | 12_75 |  | -5.5006e-06 | 0.00031462 | -0.00026935 | 0.0010137 | -0.032238 | 0.018539 | -0.046405 | 1.0342 | 1.7976 | [62 empty] | 15.1 | 101 | --------- | 2.01 | 101 | --------- |  |  |  | 15.1 | 101 | --------- | 2.01 | 101 | --------- | [49 empty] | 101 | 10.1 | [10 empty] | 101 | 40.1
[22 empty] | 12_95 |  | -7.0485e-06 | 0.00032353 | -0.0002564 | 0.0010946 | -0.03241 | 0.016495 | -0.046423 | 1.0163 | 1.8114 | [62 empty] | 15 | 102 | --------- | 2 | 102 | --------- |  |  |  | 15 | 102 | --------- | 2 | 102 | --------- | [49 empty] | 102 | 10 | [10 empty] | 102 | 40
[22 empty] | 12_115 |  | -7.3663e-06 | 0.00032327 | -0.00023423 | 0.001112 | -0.032185 | 0.014431 | -0.045977 | 0.99992 | 1.826 | [62 empty] | 14.9 | 103 | --------- | 1.99 | 103 | --------- |  |  |  | 14.9 | 103 | --------- | 1.99 | 103 | --------- | [49 empty] | 103 | 9.9 | [10 empty] | 103 | 39.9
[95 empty] | 14.8 | 104 | --------- | 1.98 | 104 | --------- |  |  |  | 14.8 | 104 | --------- | 1.98 | 104 | --------- | [49 empty] | 104 | 9.8 | [10 empty] | 104 | 39.8
[24 empty] | -1.3038e-05 | 0.00033438 | -0.00019831 | 0.0019597 | -0.03297 | 0.014114 | -0.081114 | 0.98439 | 0.54434 | [62 empty] | 14.7 | 105 | --------- | 1.97 | 105 | --------- |  |  |  | 14.7 | 105 | --------- | 1.97 | 105 | --------- | [49 empty] | 105 | 9.7 | [10 empty] | 105 | 39.7
[24 empty] | 2.896e-06 | 0.00027155 | -0.00020538 | 0.00086879 | -0.030827 | 0.016306 | -0.072984 | 1.1469 | 1.2621 | [62 empty] | 14.6 | 106 | --------- | 1.96 | 106 | --------- |  |  |  | 14.6 | 106 | --------- | 1.96 | 106 | --------- | [49 empty] | 106 | 9.6 | [10 empty] | 106 | 39.6
[24 empty] | 5.5637e-06 | 0.00025582 | -0.00019004 | 0.00068609 | -0.029978 | 0.015354 | -0.069932 | 1.1441 | 1.4654 | [62 empty] | 14.5 | 107 | --------- | 1.95 | 107 | --------- |  |  |  | 14.5 | 107 | --------- | 1.95 | 107 | --------- | [49 empty] | 107 | 9.5 | [10 empty] | 107 | 39.5
[95 empty] | 14.4 | 108 | --------- | 1.94 | 108 | --------- |  |  |  | 14.4 | 108 | --------- | 1.94 | 108 | --------- | [49 empty] | 108 | 9.4 | [10 empty] | 108 | 39.4
[24 empty] | -1.525e-05 | 0.0003576 | -0.00027801 | 0.0016432 | -0.03256 | 0.017182 | -0.052815 | 0.87781 | 0.72413 | [62 empty] | 14.3 | 109 | --------- | 1.93 | 109 | --------- |  |  |  | 14.3 | 109 | --------- | 1.93 | 109 | --------- | [49 empty] | 109 | 9.3 | [10 empty] | 109 | 39.3
[24 empty] | -7.8697e-06 | 0.00032863 | -0.00031245 | 0.0012054 | -0.032901 | 0.022039 | -0.051574 | 1.0376 | 1.3762 | [62 empty] | 14.2 | 110 | --------- | 1.92 | 110 | --------- |  |  |  | 14.2 | 110 | --------- | 1.92 | 110 | --------- | [49 empty] | 110 | 9.2 | [10 empty] | 110 | 39.2
[24 empty] | -6.5654e-06 | 0.00031865 | -0.00029956 | 0.0011181 | -0.032443 | 0.021342 | -0.05021 | 1.0397 | 1.5718 | [62 empty] | 14.1 | 111 | --------- | 1.91 | 111 | --------- |  |  |  | 14.1 | 111 | --------- | 1.91 | 111 | --------- | [49 empty] | 111 | 9.1 | [10 empty] | 111 | 39.1
[95 empty] | 14 | 112 | --------- | 1.9 | 112 | --------- |  |  |  | 14 | 112 | --------- | 1.9 | 112 | --------- | [49 empty] | 112 | 9 | [10 empty] | 112 | 39
[95 empty] | 13.9 | 113 | --------- | 1.89 | 113 | --------- |  |  |  | 13.9 | 113 | --------- | 1.89 | 113 | --------- | [49 empty] | 113 | 8.9 | [10 empty] | 113 | 38.9
[95 empty] | 13.8 | 114 | --------- | 1.88 | 114 | --------- |  |  |  | 13.8 | 114 | --------- | 1.88 | 114 | --------- | [49 empty] | 114 | 8.8 | [10 empty] | 114 | 38.8
[95 empty] | 13.7 | 115 | --------- | 1.87 | 115 | --------- |  |  |  | 13.7 | 115 | --------- | 1.87 | 115 | --------- | [49 empty] | 115 | 8.7 | [10 empty] | 115 | 38.7
[95 empty] | 13.6 | 116 | --------- | 1.86 | 116 | --------- |  |  |  | 13.6 | 116 | --------- | 1.86 | 116 | --------- | [49 empty] | 116 | 8.6 | [10 empty] | 116 | 38.6
[95 empty] | 13.5 | 117 | --------- | 1.85 | 117 | --------- |  |  |  | 13.5 | 117 | --------- | 1.85 | 117 | --------- | [49 empty] | 117 | 8.5 | [10 empty] | 117 | 38.5
[95 empty] | 13.4 | 118 | --------- | 1.84 | 118 | --------- |  |  |  | 13.4 | 118 | --------- | 1.84 | 118 | --------- | [49 empty] | 118 | 8.4 | [10 empty] | 118 | 38.4
[95 empty] | 13.3 | 119 | --------- | 1.83 | 119 | --------- |  |  |  | 13.3 | 119 | --------- | 1.83 | 119 | --------- | [49 empty] | 119 | 8.3 | [10 empty] | 119 | 38.3
[95 empty] | 13.2 | 120 | --------- | 1.82 | 120 | --------- |  |  |  | 13.2 | 120 | --------- | 1.82 | 120 | --------- | [49 empty] | 120 | 8.2 | [10 empty] | 120 | 38.2
[95 empty] | 13.1 | 121 | --------- | 1.81 | 121 | --------- |  |  |  | 13.1 | 121 | --------- | 1.81 | 121 | --------- | [49 empty] | 121 | 8.1 | [10 empty] | 121 | 38.1
[95 empty] | 13 | 122 | --------- | 1.8 | 122 | --------- |  |  |  | 13 | 122 | --------- | 1.8 | 122 | --------- | [49 empty] | 122 | 8 | [10 empty] | 122 | 38
[95 empty] | 12.9 | 123 | --------- | 1.79 | 123 | --------- |  |  |  | 12.9 | 123 | --------- | 1.79 | 123 | --------- | [49 empty] | 123 | 7.9 | [10 empty] | 123 | 37.9
[95 empty] | 12.8 | 124 | --------- | 1.78 | 124 | --------- |  |  |  | 12.8 | 124 | --------- | 1.78 | 124 | --------- | [49 empty] | 124 | 7.8 | [10 empty] | 124 | 37.8
[95 empty] | 12.7 | 125 | --------- | 1.77 | 125 | --------- |  |  |  | 12.7 | 125 | --------- | 1.77 | 125 | --------- | [49 empty] | 125 | 7.7 | [10 empty] | 125 | 37.7
[95 empty] | 12.6 | 126 | --------- | 1.76 | 126 | --------- |  |  |  | 12.6 | 126 | --------- | 1.76 | 126 | --------- | [49 empty] | 126 | 7.6 | [10 empty] | 126 | 37.6
[95 empty] | 12.5 | 127 | --------- | 1.75 | 127 | --------- |  |  |  | 12.5 | 127 | --------- | 1.75 | 127 | --------- | [49 empty] | 127 | 7.5 | [10 empty] | 127 | 37.5
[95 empty] | 12.4 | 128 | --------- | 1.74 | 128 | --------- |  |  |  | 12.4 | 128 | --------- | 1.74 | 128 | --------- | [49 empty] | 128 | 7.4 | [10 empty] | 128 | 37.4
[95 empty] | 12.3 | 129 | --------- | 1.73 | 129 | --------- |  |  |  | 12.3 | 129 | --------- | 1.73 | 129 | --------- | [49 empty] | 129 | 7.3 | [10 empty] | 129 | 37.3
[95 empty] | 12.2 | 130 | --------- | 1.72 | 130 | --------- |  |  |  | 12.2 | 130 | --------- | 1.72 | 130 | --------- | [49 empty] | 130 | 7.2 | [10 empty] | 130 | 37.2
[95 empty] | 12.1 | 131 | --------- | 1.71 | 131 | --------- |  |  |  | 12.1 | 131 | --------- | 1.71 | 131 | --------- | [49 empty] | 131 | 7.1 | [10 empty] | 131 | 37.1
[95 empty] | 12 | 132 | --------- | 1.7 | 132 | --------- |  |  |  | 12 | 132 | --------- | 1.7 | 132 | --------- | [49 empty] | 132 | 7 | [10 empty] | 132 | 37
[95 empty] | 11.9 | 133 | --------- | 1.69 | 133 | --------- |  |  |  | 11.9 | 133 | --------- | 1.69 | 133 | --------- | [49 empty] | 133 | 6.9 | [10 empty] | 133 | 36.9
[95 empty] | 11.8 | 134 | --------- | 1.68 | 134 | --------- |  |  |  | 11.8 | 134 | --------- | 1.68 | 134 | --------- | [49 empty] | 134 | 6.8 | [10 empty] | 134 | 36.8
[95 empty] | 11.7 | 135 | --------- | 1.67 | 135 | --------- |  |  |  | 11.7 | 135 | --------- | 1.67 | 135 | --------- | [49 empty] | 135 | 6.7 | [10 empty] | 135 | 36.7
[95 empty] | 11.6 | 136 | --------- | 1.66 | 136 | --------- |  |  |  | 11.6 | 136 | --------- | 1.66 | 136 | --------- | [49 empty] | 136 | 6.6 | [10 empty] | 136 | 36.6
[95 empty] | 11.5 | 137 | --------- | 1.65 | 137 | --------- |  |  |  | 11.5 | 137 | --------- | 1.65 | 137 | --------- | [49 empty] | 137 | 6.5 | [10 empty] | 137 | 36.5
[95 empty] | 11.4 | 138 | --------- | 1.64 | 138 | --------- |  |  |  | 11.4 | 138 | --------- | 1.64 | 138 | --------- | [49 empty] | 138 | 6.4 | [10 empty] | 138 | 36.4
[95 empty] | 11.3 | 139 | --------- | 1.63 | 139 | --------- |  |  |  | 11.3 | 139 | --------- | 1.63 | 139 | --------- | [49 empty] | 139 | 6.3 | [10 empty] | 139 | 36.3
[95 empty] | 11.2 | 140 | --------- | 1.62 | 140 | --------- |  |  |  | 11.2 | 140 | --------- | 1.62 | 140 | --------- | [49 empty] | 140 | 6.2 | [10 empty] | 140 | 36.2
[95 empty] | 11.1 | 141 | --------- | 1.61 | 141 | --------- |  |  |  | 11.1 | 141 | --------- | 1.61 | 141 | --------- | [49 empty] | 141 | 6.1 | [10 empty] | 141 | 36.1
[95 empty] | 11 | 142 | --------- | 1.6 | 142 | --------- |  |  |  | 11 | 142 | --------- | 1.6 | 142 | --------- | [49 empty] | 142 | 6 | [10 empty] | 142 | 36
[95 empty] | 10.9 | 143 | --------- | 1.59 | 143 | --------- |  |  |  | 10.9 | 143 | --------- | 1.59 | 143 | --------- | [49 empty] | 143 | 5.9 | [10 empty] | 143 | 35.9
[95 empty] | 10.8 | 144 | --------- | 1.58 | 144 | --------- |  |  |  | 10.8 | 144 | --------- | 1.58 | 144 | --------- | [49 empty] | 144 | 5.8 | [10 empty] | 144 | 35.8
[95 empty] | 10.7 | 145 | --------- | 1.57 | 145 | --------- |  |  |  | 10.7 | 145 | --------- | 1.57 | 145 | --------- | [49 empty] | 145 | 5.7 | [10 empty] | 145 | 35.7
[95 empty] | 10.6 | 146 | --------- | 1.56 | 146 | --------- |  |  |  | 10.6 | 146 | --------- | 1.56 | 146 | --------- | [49 empty] | 146 | 5.6 | [10 empty] | 146 | 35.6
[95 empty] | 10.5 | 147 | --------- | 1.55 | 147 | --------- |  |  |  | 10.5 | 147 | --------- | 1.55 | 147 | --------- | [49 empty] | 147 | 5.5 | [10 empty] | 147 | 35.5
[95 empty] | 10.4 | 148 | --------- | 1.54 | 148 | --------- |  |  |  | 10.4 | 148 | --------- | 1.54 | 148 | --------- | [49 empty] | 148 | 5.4 | [10 empty] | 148 | 35.4
[95 empty] | 10.3 | 149 | --------- | 1.53 | 149 | --------- |  |  |  | 10.3 | 149 | --------- | 1.53 | 149 | --------- | [49 empty] | 149 | 5.3 | [10 empty] | 149 | 35.3
[95 empty] | 10.2 | 150 | --------- | 1.52 | 150 | --------- |  |  |  | 10.2 | 150 | --------- | 1.52 | 150 | --------- | [49 empty] | 150 | 5.2 | [10 empty] | 150 | 35.2
[95 empty] | 10.1 | 151 | --------- | 1.51 | 151 | --------- |  |  |  | 10.1 | 151 | --------- | 1.51 | 151 | --------- | [49 empty] | 151 | 5.1 | [10 empty] | 151 | 35.1
[95 empty] | 10 | 152 | --------- | 1.5 | 152 | --------- |  |  |  | 10 | 152 | --------- | 1.5 | 152 | --------- | [49 empty] | 152 | 5 | [10 empty] | 152 | 35
[95 empty] | 9.9 | 153 | --------- | 1.49 | 153 | --------- |  |  |  | 9.9 | 153 | --------- | 1.49 | 153 | --------- | [49 empty] | 153 | 4.9 | [10 empty] | 153 | 34.9
[95 empty] | 9.8 | 154 | --------- | 1.48 | 154 | --------- |  |  |  | 9.8 | 154 | --------- | 1.48 | 154 | --------- | [49 empty] | 154 | 4.8 | [10 empty] | 154 | 34.8
[95 empty] | 9.7 | 155 | --------- | 1.47 | 155 | --------- |  |  |  | 9.7 | 155 | --------- | 1.47 | 155 | --------- | [49 empty] | 155 | 4.7 | [10 empty] | 155 | 34.7
[95 empty] | 9.6 | 156 | --------- | 1.46 | 156 | --------- |  |  |  | 9.6 | 156 | --------- | 1.46 | 156 | --------- | [49 empty] | 156 | 4.6 | [10 empty] | 156 | 34.6
[95 empty] | 9.5 | 157 | --------- | 1.45 | 157 | --------- |  |  |  | 9.5 | 157 | --------- | 1.45 | 157 | --------- | [49 empty] | 157 | 4.5 | [10 empty] | 157 | 34.5
[95 empty] | 9.4 | 158 | --------- | 1.44 | 158 | --------- |  |  |  | 9.4 | 158 | --------- | 1.44 | 158 | --------- | [49 empty] | 158 | 4.4 | [10 empty] | 158 | 34.4
[95 empty] | 9.3 | 159 | --------- | 1.43 | 159 | --------- |  |  |  | 9.3 | 159 | --------- | 1.43 | 159 | --------- | [49 empty] | 159 | 4.3 | [10 empty] | 159 | 34.3
[95 empty] | 9.2 | 160 | --------- | 1.42 | 160 | --------- |  |  |  | 9.2 | 160 | --------- | 1.42 | 160 | --------- | [49 empty] | 160 | 4.2 | [10 empty] | 160 | 34.2
[95 empty] | 9.1 | 161 | --------- | 1.41 | 161 | --------- |  |  |  | 9.1 | 161 | --------- | 1.41 | 161 | --------- | [49 empty] | 161 | 4.1 | [10 empty] | 161 | 34.1
[95 empty] | 9 | 162 | --------- | 1.4 | 162 | --------- |  |  |  | 9 | 162 | --------- | 1.4 | 162 | --------- | [49 empty] | 162 | 4 | [10 empty] | 162 | 34
[95 empty] | 8.9 | 163 | --------- | 1.39 | 163 | --------- |  |  |  | 8.9 | 163 | --------- | 1.39 | 163 | --------- | [49 empty] | 163 | 3.9 | [10 empty] | 163 | 33.9
[95 empty] | 8.8 | 164 | --------- | 1.38 | 164 | --------- |  |  |  | 8.8 | 164 | --------- | 1.38 | 164 | --------- | [49 empty] | 164 | 3.8 | [10 empty] | 164 | 33.8
[95 empty] | 8.7 | 165 | --------- | 1.37 | 165 | --------- |  |  |  | 8.7 | 165 | --------- | 1.37 | 165 | --------- | [49 empty] | 165 | 3.7 | [10 empty] | 165 | 33.7
[95 empty] | 8.6 | 166 | --------- | 1.36 | 166 | --------- |  |  |  | 8.6 | 166 | --------- | 1.36 | 166 | --------- | [49 empty] | 166 | 3.6 | [10 empty] | 166 | 33.6
[95 empty] | 8.5 | 167 | --------- | 1.35 | 167 | --------- |  |  |  | 8.5 | 167 | --------- | 1.35 | 167 | --------- | [49 empty] | 167 | 3.5 | [10 empty] | 167 | 33.5
[95 empty] | 8.4 | 168 | --------- | 1.34 | 168 | --------- |  |  |  | 8.4 | 168 | --------- | 1.34 | 168 | --------- | [49 empty] | 168 | 3.4 | [10 empty] | 168 | 33.4
[95 empty] | 8.3 | 169 | --------- | 1.33 | 169 | --------- |  |  |  | 8.3 | 169 | --------- | 1.33 | 169 | --------- | [49 empty] | 169 | 3.3 | [10 empty] | 169 | 33.3
[95 empty] | 8.2 | 170 | --------- | 1.32 | 170 | --------- |  |  |  | 8.2 | 170 | --------- | 1.32 | 170 | --------- | [49 empty] | 170 | 3.2 | [10 empty] | 170 | 33.2
[95 empty] | 8.1 | 171 | --------- | 1.31 | 171 | --------- |  |  |  | 8.1 | 171 | --------- | 1.31 | 171 | --------- | [49 empty] | 171 | 3.1 | [10 empty] | 171 | 33.1
[95 empty] | 8 | 172 | --------- | 1.3 | 172 | --------- |  |  |  | 8 | 172 | --------- | 1.3 | 172 | --------- | [49 empty] | 172 | 3 | [10 empty] | 172 | 33
[95 empty] | 7.9 | 173 | --------- | 1.29 | 173 | --------- |  |  |  | 7.9 | 173 | --------- | 1.29 | 173 | --------- | [49 empty] | 173 | 2.9 | [10 empty] | 173 | 32.9
[95 empty] | 7.8 | 174 | --------- | 1.28 | 174 | --------- |  |  |  | 7.8 | 174 | --------- | 1.28 | 174 | --------- | [49 empty] | 174 | 2.8 | [10 empty] | 174 | 32.8
[95 empty] | 7.7 | 175 | --------- | 1.27 | 175 | --------- |  |  |  | 7.7 | 175 | --------- | 1.27 | 175 | --------- | [49 empty] | 175 | 2.7 | [10 empty] | 175 | 32.7
[95 empty] | 7.6 | 176 | --------- | 1.26 | 176 | --------- |  |  |  | 7.6 | 176 | --------- | 1.26 | 176 | --------- | [49 empty] | 176 | 2.6 | [10 empty] | 176 | 32.6
[95 empty] | 7.5 | 177 | --------- | 1.25 | 177 | --------- |  |  |  | 7.5 | 177 | --------- | 1.25 | 177 | --------- | [49 empty] | 177 | 2.5 | [10 empty] | 177 | 32.5
[95 empty] | 7.4 | 178 | --------- | 1.24 | 178 | --------- |  |  |  | 7.4 | 178 | --------- | 1.24 | 178 | --------- | [49 empty] | 178 | 2.4 | [10 empty] | 178 | 32.4
[95 empty] | 7.3 | 179 | --------- | 1.23 | 179 | --------- |  |  |  | 7.3 | 179 | --------- | 1.23 | 179 | --------- | [61 empty] | 179 | 32.3
[95 empty] | 7.2 | 180 | --------- | 1.22 | 180 | --------- |  |  |  | 7.2 | 180 | --------- | 1.22 | 180 | --------- | [61 empty] | 180 | 32.2
[95 empty] | 7.1 | 181 | --------- | 1.21 | 181 | --------- |  |  |  | 7.1 | 181 | --------- | 1.21 | 181 | --------- | [61 empty] | 181 | 32.1
[95 empty] | 7 | 182 | --------- | 1.2 | 182 | --------- |  |  |  | 7 | 182 | --------- | 1.2 | 182 | --------- | [61 empty] | 182 | 32
[95 empty] | 6.9 | 183 | --------- | 1.19 | 183 | --------- |  |  |  | 6.9 | 183 | --------- | 1.19 | 183 | --------- | [61 empty] | 183 | 31.9
[95 empty] | 6.8 | 184 | --------- | 1.18 | 184 | --------- |  |  |  | 6.8 | 184 | --------- | 1.18 | 184 | --------- | [61 empty] | 184 | 31.8
[95 empty] | 6.7 | 185 | --------- | 1.17 | 185 | --------- |  |  |  | 6.7 | 185 | --------- | 1.17 | 185 | --------- | [61 empty] | 185 | 31.7
[95 empty] | 6.6 | 186 | --------- | 1.16 | 186 | --------- |  |  |  | 6.6 | 186 | --------- | 1.16 | 186 | --------- | [61 empty] | 186 | 31.6
[95 empty] | 6.5 | 187 | --------- | 1.15 | 187 | --------- |  |  |  | 6.5 | 187 | --------- | 1.15 | 187 | --------- | [61 empty] | 187 | 31.5
[95 empty] | 6.4 | 188 | --------- | 1.14 | 188 | --------- |  |  |  | 6.4 | 188 | --------- | 1.14 | 188 | --------- | [61 empty] | 188 | 31.4
[95 empty] | 6.3 | 189 | --------- | 1.13 | 189 | --------- |  |  |  | 6.3 | 189 | --------- | 1.13 | 189 | --------- | [61 empty] | 189 | 31.3
[95 empty] | 6.2 | 190 | --------- | 1.12 | 190 | --------- |  |  |  | 6.2 | 190 | --------- | 1.12 | 190 | --------- | [61 empty] | 190 | 31.2
[95 empty] | 6.1 | 191 | --------- | 1.11 | 191 | --------- |  |  |  | 6.1 | 191 | --------- | 1.11 | 191 | --------- | [61 empty] | 191 | 31.1
[95 empty] | 6 | 192 | --------- | 1.1 | 192 | --------- |  |  |  | 6 | 192 | --------- | 1.1 | 192 | --------- | [61 empty] | 192 | 31
[95 empty] | 5.9 | 193 | --------- | 1.09 | 193 | --------- |  |  |  | 5.9 | 193 | --------- | 1.09 | 193 | --------- | [61 empty] | 193 | 30.9
[95 empty] | 5.8 | 194 | --------- | 1.08 | 194 | --------- |  |  |  | 5.8 | 194 | --------- | 1.08 | 194 | --------- | [61 empty] | 194 | 30.8
[95 empty] | 5.7 | 195 | --------- | 1.07 | 195 | --------- |  |  |  | 5.7 | 195 | --------- | 1.07 | 195 | --------- | [61 empty] | 195 | 30.7
[95 empty] | 5.6 | 196 | --------- | 1.06 | 196 | --------- |  |  |  | 5.6 | 196 | --------- | 1.06 | 196 | --------- | [61 empty] | 196 | 30.6
[95 empty] | 5.5 | 197 | --------- | 1.05 | 197 | --------- |  |  |  | 5.5 | 197 | --------- | 1.05 | 197 | --------- | [61 empty] | 197 | 30.5
[95 empty] | 5.4 | 198 | --------- | 1.04 | 198 | --------- |  |  |  | 5.4 | 198 | --------- | 1.04 | 198 | --------- | [61 empty] | 198 | 30.4
[95 empty] | 5.3 | 199 | --------- | 1.03 | 199 | --------- |  |  |  | 5.3 | 199 | --------- | 1.03 | 199 | --------- | [61 empty] | 199 | 30.3
[95 empty] | 5.2 | 200 | --------- | 1.02 | 200 | --------- |  |  |  | 5.2 | 200 | --------- | 1.02 | 200 | --------- | [61 empty] | 200 | 30.2
[95 empty] | 5.1 | 201 | --------- | 1.01 | 201 | --------- |  |  |  | 5.1 | 201 | --------- | 1.01 | 201 | --------- | [61 empty] | 201 | 30.1
[95 empty] | 5 | 202 | --------- | 1 | 202 | --------- |  |  |  | 5 | 202 | --------- | 1 | 202 | --------- | [61 empty] | 202 | 30
[95 empty] | 4.9 | 203 | --------- | 0.99 | 203 | --------- |  |  |  | 4.9 | 203 | --------- | 0.99 | 203 | --------- | [61 empty] | 203 | 29.9
[95 empty] | 4.8 | 204 | --------- | 0.98 | 204 | --------- |  |  |  | 4.8 | 204 | --------- | 0.98 | 204 | --------- | [61 empty] | 204 | 29.8
[95 empty] | 4.7 | 205 | --------- | 0.97 | 205 | --------- |  |  |  | 4.7 | 205 | --------- | 0.97 | 205 | --------- | [61 empty] | 205 | 29.7
[95 empty] | 4.6 | 206 | --------- | 0.96 | 206 | --------- |  |  |  | 4.6 | 206 | --------- | 0.96 | 206 | --------- | [61 empty] | 206 | 29.6
[95 empty] | 4.5 | 207 | --------- | 0.95 | 207 | --------- |  |  |  | 4.5 | 207 | --------- | 0.95 | 207 | --------- | [61 empty] | 207 | 29.5
[95 empty] | 4.4 | 208 | --------- | 0.94 | 208 | --------- |  |  |  | 4.4 | 208 | --------- | 0.94 | 208 | --------- | [61 empty] | 208 | 29.4
[95 empty] | 4.3 | 209 | --------- | 0.93 | 209 | --------- |  |  |  | 4.3 | 209 | --------- | 0.93 | 209 | --------- | [61 empty] | 209 | 29.3
[95 empty] | 4.2 | 210 | --------- | 0.92 | 210 | --------- |  |  |  | 4.2 | 210 | --------- | 0.92 | 210 | --------- | [61 empty] | 210 | 29.2
[95 empty] | 4.1 | 211 | --------- | 0.91 | 211 | --------- |  |  |  | 4.1 | 211 | --------- | 0.91 | 211 | --------- | [61 empty] | 211 | 29.1
[95 empty] | 4 | 212 | --------- | 0.9 | 212 | --------- |  |  |  | 4 | 212 | --------- | 0.9 | 212 | --------- | [61 empty] | 212 | 29
[95 empty] | 3.9 | 213 | --------- | 0.89 | 213 | --------- |  |  |  | 3.9 | 213 | --------- | 0.89 | 213 | --------- | [61 empty] | 213 | 28.9
[95 empty] | 3.8 | 214 | --------- | 0.88 | 214 | --------- |  |  |  | 3.8 | 214 | --------- | 0.88 | 214 | --------- | [61 empty] | 214 | 28.8
[95 empty] | 3.7 | 215 | --------- | 0.87 | 215 | --------- |  |  |  | 3.7 | 215 | --------- | 0.87 | 215 | --------- | [61 empty] | 215 | 28.7
[95 empty] | 3.6 | 216 | --------- | 0.86 | 216 | --------- |  |  |  | 3.6 | 216 | --------- | 0.86 | 216 | --------- | [61 empty] | 216 | 28.6
[95 empty] | 3.5 | 217 | --------- | 0.85 | 217 | --------- |  |  |  | 3.5 | 217 | --------- | 0.85 | 217 | --------- | [61 empty] | 217 | 28.5
[95 empty] | 3.4 | 218 | --------- | 0.84 | 218 | --------- |  |  |  | 3.4 | 218 | --------- | 0.84 | 218 | --------- | [61 empty] | 218 | 28.4
[95 empty] | 3.3 | 219 | --------- | 0.83 | 219 | --------- |  |  |  | 3.3 | 219 | --------- | 0.83 | 219 | --------- | [61 empty] | 219 | 28.3
[95 empty] | 3.2 | 220 | --------- | 0.82 | 220 | --------- |  |  |  | 3.2 | 220 | --------- | 0.82 | 220 | --------- | [61 empty] | 220 | 28.2
[95 empty] | 3.1 | 221 | --------- | 0.81 | 221 | --------- |  |  |  | 3.1 | 221 | --------- | 0.81 | 221 | --------- | [61 empty] | 221 | 28.1
[95 empty] | 3 | 222 | --------- | 0.8 | 222 | --------- |  |  |  | 3 | 222 | --------- | 0.8 | 222 | --------- | [61 empty] | 222 | 28
[95 empty] | 2.9 | 223 | --------- | 0.79 | 223 | --------- |  |  |  | 2.9 | 223 | --------- | 0.79 | 223 | --------- | [61 empty] | 223 | 27.9
[95 empty] | 2.8 | 224 | --------- | 0.78 | 224 | --------- |  |  |  | 2.8 | 224 | --------- | 0.78 | 224 | --------- | [61 empty] | 224 | 27.8
[95 empty] | 2.7 | 225 | --------- | 0.77 | 225 | --------- |  |  |  | 2.7 | 225 | --------- | 0.77 | 225 | --------- | [61 empty] | 225 | 27.7
[95 empty] | 2.6 | 226 | --------- | 0.76 | 226 | --------- |  |  |  | 2.6 | 226 | --------- | 0.76 | 226 | --------- | [61 empty] | 226 | 27.6
[95 empty] | 2.5 | 227 | --------- | 0.75 | 227 | --------- |  |  |  | 2.5 | 227 | --------- | 0.75 | 227 | --------- | [61 empty] | 227 | 27.5
[95 empty] | 2.4 | 228 | --------- | 0.74 | 228 | --------- |  |  |  | 2.4 | 228 | --------- | 0.74 | 228 | --------- | [61 empty] | 228 | 27.4
[95 empty] | 2.3 | 229 | --------- | 0.73 | 229 | --------- |  |  |  | 2.3 | 229 | --------- | 0.73 | 229 | --------- | [61 empty] | 229 | 27.3
[95 empty] | 2.2 | 230 | --------- | 0.72 | 230 | --------- |  |  |  | 2.2 | 230 | --------- | 0.72 | 230 | --------- | [61 empty] | 230 | 27.2
[95 empty] | 2.1 | 231 | --------- | 0.71 | 231 | --------- |  |  |  | 2.1 | 231 | --------- | 0.71 | 231 | --------- | [61 empty] | 231 | 27.1
[95 empty] | 2 | 232 | --------- | 0.7 | 232 | --------- |  |  |  | 2 | 232 | --------- | 0.7 | 232 | --------- | [61 empty] | 232 | 27
[95 empty] | 1.9 | 233 | --------- | 0.69 | 233 | --------- |  |  |  | 1.9 | 233 | --------- | 0.69 | 233 | --------- | [61 empty] | 233 | 26.9
[95 empty] | 1.8 | 234 | --------- | 0.68 | 234 | --------- |  |  |  | 1.8 | 234 | --------- | 0.68 | 234 | --------- | [61 empty] | 234 | 26.8
[95 empty] | 1.7 | 235 | --------- | 0.67 | 235 | --------- |  |  |  | 1.7 | 235 | --------- | 0.67 | 235 | --------- | [61 empty] | 235 | 26.7
[95 empty] | 1.6 | 236 | --------- | 0.66 | 236 | --------- |  |  |  | 1.6 | 236 | --------- | 0.66 | 236 | --------- | [61 empty] | 236 | 26.6
[95 empty] | 1.5 | 237 | --------- | 0.65 | 237 | --------- |  |  |  | 1.5 | 237 | --------- | 0.65 | 237 | --------- | [61 empty] | 237 | 26.5
[95 empty] | 1.4 | 238 | --------- | 0.64 | 238 | --------- |  |  |  | 1.4 | 238 | --------- | 0.64 | 238 | --------- | [61 empty] | 238 | 26.4
[95 empty] | 1.3 | 239 | --------- | 0.63 | 239 | --------- |  |  |  | 1.3 | 239 | --------- | 0.63 | 239 | --------- | [61 empty] | 239 | 26.3
[95 empty] | 1.2 | 240 | --------- | 0.62 | 240 | --------- |  |  |  | 1.2 | 240 | --------- | 0.62 | 240 | --------- | [61 empty] | 240 | 26.2
[95 empty] | 1.1 | 241 | --------- | 0.61 | 241 | --------- |  |  |  | 1.1 | 241 | --------- | 0.61 | 241 | --------- | [61 empty] | 241 | 26.1
[95 empty] | 1 | 242 | --------- | 0.6 | 242 | --------- |  |  |  | 1 | 242 | --------- | 0.6 | 242 | --------- | [61 empty] | 242 | 26
[98 empty] | 0.59 | 243 | --------- | [6 empty] | 0.59 | 243 | --------- | [61 empty] | 243 | 25.9
[98 empty] | 0.58 | 244 | --------- | [6 empty] | 0.58 | 244 | --------- | [61 empty] | 244 | 25.8
[98 empty] | 0.57 | 245 | --------- | [6 empty] | 0.57 | 245 | --------- | [61 empty] | 245 | 25.7
[98 empty] | 0.56 | 246 | --------- | [6 empty] | 0.56 | 246 | --------- | [61 empty] | 246 | 25.6
[98 empty] | 0.55 | 247 | --------- | [6 empty] | 0.55 | 247 | --------- | [61 empty] | 247 | 25.5
[98 empty] | 0.54 | 248 | --------- | [6 empty] | 0.54 | 248 | --------- | [61 empty] | 248 | 25.4
[98 empty] | 0.53 | 249 | --------- | [6 empty] | 0.53 | 249 | --------- | [61 empty] | 249 | 25.3
[98 empty] | 0.52 | 250 | --------- | [6 empty] | 0.52 | 250 | --------- | [61 empty] | 250 | 25.2
[98 empty] | 0.51 | 251 | --------- | [6 empty] | 0.51 | 251 | --------- | [61 empty] | 251 | 25.1
[98 empty] | 0.5 | 252 | --------- | [6 empty] | 0.5 | 252 | --------- | [61 empty] | 252 | 25
[98 empty] | 0.49 | 253 | --------- | [6 empty] | 0.49 | 253 | --------- | [61 empty] | 253 | 24.9
[98 empty] | 0.48 | 254 | --------- | [6 empty] | 0.48 | 254 | --------- | [61 empty] | 254 | 24.8
[98 empty] | 0.47 | 255 | --------- | [6 empty] | 0.47 | 255 | --------- | [61 empty] | 255 | 24.7
[98 empty] | 0.46 | 256 | --------- | [6 empty] | 0.46 | 256 | --------- | [61 empty] | 256 | 24.6
[98 empty] | 0.45 | 257 | --------- | [6 empty] | 0.45 | 257 | --------- | [61 empty] | 257 | 24.5
[98 empty] | 0.44 | 258 | --------- | [6 empty] | 0.44 | 258 | --------- | [61 empty] | 258 | 24.4
[98 empty] | 0.43 | 259 | --------- | [6 empty] | 0.43 | 259 | --------- | [61 empty] | 259 | 24.3
[98 empty] | 0.42 | 260 | --------- | [6 empty] | 0.42 | 260 | --------- | [61 empty] | 260 | 24.2
[98 empty] | 0.41 | 261 | --------- | [6 empty] | 0.41 | 261 | --------- | [61 empty] | 261 | 24.1
[98 empty] | 0.4 | 262 | --------- | [6 empty] | 0.4 | 262 | --------- | [61 empty] | 262 | 24
[98 empty] | 0.39 | 263 | --------- | [6 empty] | 0.39 | 263 | --------- | [61 empty] | 263 | 23.9
[98 empty] | 0.38 | 264 | --------- | [6 empty] | 0.38 | 264 | --------- | [61 empty] | 264 | 23.8
[98 empty] | 0.37 | 265 | --------- | [6 empty] | 0.37 | 265 | --------- | [61 empty] | 265 | 23.7
[98 empty] | 0.36 | 266 | --------- | [6 empty] | 0.36 | 266 | --------- | [61 empty] | 266 | 23.6
[98 empty] | 0.35 | 267 | --------- | [6 empty] | 0.35 | 267 | --------- | [61 empty] | 267 | 23.5
[98 empty] | 0.34 | 268 | --------- | [6 empty] | 0.34 | 268 | --------- | [61 empty] | 268 | 23.4
[98 empty] | 0.33 | 269 | --------- | [6 empty] | 0.33 | 269 | --------- | [61 empty] | 269 | 23.3
[98 empty] | 0.32 | 270 | --------- | [6 empty] | 0.32 | 270 | --------- | [61 empty] | 270 | 23.2
[98 empty] | 0.31 | 271 | --------- | [6 empty] | 0.31 | 271 | --------- | [61 empty] | 271 | 23.1
[98 empty] | 0.3 | 272 | --------- | [6 empty] | 0.3 | 272 | --------- | [61 empty] | 272 | 23
[98 empty] | 0.29 | 273 | --------- | [6 empty] | 0.29 | 273 | --------- | [61 empty] | 273 | 22.9
[98 empty] | 0.28 | 274 | --------- | [6 empty] | 0.28 | 274 | --------- | [61 empty] | 274 | 22.8
[98 empty] | 0.27 | 275 | --------- | [6 empty] | 0.27 | 275 | --------- | [61 empty] | 275 | 22.7
[98 empty] | 0.26 | 276 | --------- | [6 empty] | 0.26 | 276 | --------- | [61 empty] | 276 | 22.6
[98 empty] | 0.25 | 277 | --------- | [6 empty] | 0.25 | 277 | --------- | [61 empty] | 277 | 22.5
[98 empty] | 0.24 | 278 | --------- | [6 empty] | 0.24 | 278 | --------- | [61 empty] | 278 | 22.4
[98 empty] | 0.23 | 279 | --------- | [6 empty] | 0.23 | 279 | --------- | [61 empty] | 279 | 22.3
[98 empty] | 0.22 | 280 | --------- | [6 empty] | 0.22 | 280 | --------- | [61 empty] | 280 | 22.2
[98 empty] | 0.21 | 281 | --------- | [6 empty] | 0.21 | 281 | --------- | [61 empty] | 281 | 22.1
[98 empty] | 0.2 | 282 | --------- | [6 empty] | 0.2 | 282 | --------- | [61 empty] | 282 | 22
[98 empty] | 0.19 | 283 | --------- | [6 empty] | 0.19 | 283 | --------- | [61 empty] | 283 | 21.9
[98 empty] | 0.18 | 284 | --------- | [6 empty] | 0.18 | 284 | --------- | [61 empty] | 284 | 21.8
[98 empty] | 0.17 | 285 | --------- | [6 empty] | 0.17 | 285 | --------- | [61 empty] | 285 | 21.7
[98 empty] | 0.16 | 286 | --------- | [6 empty] | 0.16 | 286 | --------- | [61 empty] | 286 | 21.6
[98 empty] | 0.15 | 287 | --------- | [6 empty] | 0.15 | 287 | --------- | [61 empty] | 287 | 21.5
[98 empty] | 0.14 | 288 | --------- | [6 empty] | 0.14 | 288 | --------- | [61 empty] | 288 | 21.4
[98 empty] | 0.13 | 289 | --------- | [6 empty] | 0.13 | 289 | --------- | [61 empty] | 289 | 21.3
[98 empty] | 0.12 | 290 | --------- | [6 empty] | 0.12 | 290 | --------- | [61 empty] | 290 | 21.2
[98 empty] | 0.11 | 291 | --------- | [6 empty] | 0.11 | 291 | --------- | [61 empty] | 291 | 21.1
[98 empty] | 0.1 | 292 | --------- | [6 empty] | 0.1 | 292 | --------- | [61 empty] | 292 | 21
[98 empty] | 0.09 | 293 | --------- | [6 empty] | 0.09 | 293 | --------- | [61 empty] | 293 | 20.9
[98 empty] | 0.08 | 294 | --------- | [6 empty] | 0.08 | 294 | --------- | [61 empty] | 294 | 20.8
[98 empty] | 0.07 | 295 | --------- | [6 empty] | 0.07 | 295 | --------- | [61 empty] | 295 | 20.7
[98 empty] | 0.06 | 296 | --------- | [6 empty] | 0.06 | 296 | --------- | [61 empty] | 296 | 20.6
[98 empty] | 0.05 | 297 | --------- | [6 empty] | 0.05 | 297 | --------- | [61 empty] | 297 | 20.5
[98 empty] | 0.04 | 298 | --------- | [6 empty] | 0.04 | 298 | --------- | [61 empty] | 298 | 20.4
[98 empty] | 0.03 | 299 | --------- | [6 empty] | 0.03 | 299 | --------- | [61 empty] | 299 | 20.3
[98 empty] | 0.02 | 300 | --------- | [6 empty] | 0.02 | 300 | --------- | [61 empty] | 300 | 20.2
[98 empty] | 0.01 | 301 | --------- | [6 empty] | 0.01 | 301 | --------- | [61 empty] | 301 | 20.1
[171 empty] | 302 | 20
[171 empty] | 303 | 19.9
[171 empty] | 304 | 19.8
[171 empty] | 305 | 19.7
[171 empty] | 306 | 19.6
[171 empty] | 307 | 19.5
[171 empty] | 308 | 19.4
[171 empty] | 309 | 19.3
[171 empty] | 310 | 19.2
[171 empty] | 311 | 19.1
[171 empty] | 312 | 19
[171 empty] | 313 | 18.9
[171 empty] | 314 | 18.8
[171 empty] | 315 | 18.7
[171 empty] | 316 | 18.6
[171 empty] | 317 | 18.5
[171 empty] | 318 | 18.4
[171 empty] | 319 | 18.3
[171 empty] | 320 | 18.2
[171 empty] | 321 | 18.1
[171 empty] | 322 | 18
[171 empty] | 323 | 17.9
[171 empty] | 324 | 17.8
[171 empty] | 325 | 17.7
[171 empty] | 326 | 17.6
[171 empty] | 327 | 17.5
[171 empty] | 328 | 17.4
[171 empty] | 329 | 17.3
[171 empty] | 330 | 17.2
[171 empty] | 331 | 17.1
[171 empty] | 332 | 17
[171 empty] | 333 | 16.9
[171 empty] | 334 | 16.8
[171 empty] | 335 | 16.7
[171 empty] | 336 | 16.6
[171 empty] | 337 | 16.5
[171 empty] | 338 | 16.4
[171 empty] | 339 | 16.3
[171 empty] | 340 | 16.2
[171 empty] | 341 | 16.1
[171 empty] | 342 | 16
[171 empty] | 343 | 15.9
[171 empty] | 344 | 15.8
[171 empty] | 345 | 15.7
[171 empty] | 346 | 15.6
[171 empty] | 347 | 15.5
[171 empty] | 348 | 15.4
[171 empty] | 349 | 15.3
[171 empty] | 350 | 15.2
[171 empty] | 351 | 15.1
[171 empty] | 352 | 15
[171 empty] | 353 | 14.9
[171 empty] | 354 | 14.8
[171 empty] | 355 | 14.7
[171 empty] | 356 | 14.6
[171 empty] | 357 | 14.5
[171 empty] | 358 | 14.4
[171 empty] | 359 | 14.3
[171 empty] | 360 | 14.2
[171 empty] | 361 | 14.1
[171 empty] | 362 | 14
[171 empty] | 363 | 13.9
[171 empty] | 364 | 13.8
[171 empty] | 365 | 13.7
[171 empty] | 366 | 13.6
[171 empty] | 367 | 13.5
[171 empty] | 368 | 13.4
[171 empty] | 369 | 13.3
[171 empty] | 370 | 13.2
[171 empty] | 371 | 13.1
[171 empty] | 372 | 13
[171 empty] | 373 | 12.9
[171 empty] | 374 | 12.8
[171 empty] | 375 | 12.7
[171 empty] | 376 | 12.6
[171 empty] | 377 | 12.5
[171 empty] | 378 | 12.4
[171 empty] | 379 | 12.3
[171 empty] | 380 | 12.2
[171 empty] | 381 | 12.1
[171 empty] | 382 | 12
[171 empty] | 383 | 11.9
[171 empty] | 384 | 11.8
[171 empty] | 385 | 11.7
[171 empty] | 386 | 11.6
[171 empty] | 387 | 11.5
[171 empty] | 388 | 11.4
[171 empty] | 389 | 11.3
[171 empty] | 390 | 11.2
[171 empty] | 391 | 11.1
[171 empty] | 392 | 11
[171 empty] | 393 | 10.9
[171 empty] | 394 | 10.8
[171 empty] | 395 | 10.7
[171 empty] | 396 | 10.6
[171 empty] | 397 | 10.5
[171 empty] | 398 | 10.4
[171 empty] | 399 | 10.3
[171 empty] | 400 | 10.2
[171 empty] | 401 | 10.1
[171 empty] | 402 | 10
[171 empty] | 403 | 9.9
[171 empty] | 404 | 9.8
[171 empty] | 405 | 9.7
[171 empty] | 406 | 9.6
[171 empty] | 407 | 9.5
[171 empty] | 408 | 9.4
[171 empty] | 409 | 9.3
[171 empty] | 410 | 9.2
[171 empty] | 411 | 9.1
[171 empty] | 412 | 9
[171 empty] | 413 | 8.9
[171 empty] | 414 | 8.8
[171 empty] | 415 | 8.7
[171 empty] | 416 | 8.6
[171 empty] | 417 | 8.5
[171 empty] | 418 | 8.4
[171 empty] | 419 | 8.3
[171 empty] | 420 | 8.2
[171 empty] | 421 | 8.1
[171 empty] | 422 | 8
[171 empty] | 423 | 7.9
[171 empty] | 424 | 7.8
[171 empty] | 425 | 7.7
[171 empty] | 426 | 7.6
[171 empty] | 427 | 7.5
[171 empty] | 428 | 7.4
[171 empty] | 429 | 7.3
[171 empty] | 430 | 7.2
[171 empty] | 431 | 7.1
[171 empty] | 432 | 7
[171 empty] | 433 | 6.9
[171 empty] | 434 | 6.8
[171 empty] | 435 | 6.7
[171 empty] | 436 | 6.6
[171 empty] | 437 | 6.5
[171 empty] | 438 | 6.4
[171 empty] | 439 | 6.3
[171 empty] | 440 | 6.2
[171 empty] | 441 | 6.1
[171 empty] | 442 | 6
[171 empty] | 443 | 5.9
[171 empty] | 444 | 5.8
[171 empty] | 445 | 5.7
[171 empty] | 446 | 5.6
[171 empty] | 447 | 5.5
[171 empty] | 448 | 5.4
[171 empty] | 449 | 5.3
[171 empty] | 450 | 5.2
[171 empty] | 451 | 5.1
[171 empty] | 452 | 5
[171 empty] | 453 | 4.9
[171 empty] | 454 | 4.8
[171 empty] | 455 | 4.7
[171 empty] | 456 | 4.6
[171 empty] | 457 | 4.5
[171 empty] | 458 | 4.4
[171 empty] | 459 | 4.3
[171 empty] | 460 | 4.2
[171 empty] | 461 | 4.1
[171 empty] | 462 | 4
[171 empty] | 463 | 3.9
[171 empty] | 464 | 3.8
[171 empty] | 465 | 3.7
[171 empty] | 466 | 3.6
[171 empty] | 467 | 3.5
[171 empty] | 468 | 3.4
[171 empty] | 469 | 3.3
[171 empty] | 470 | 3.2
[171 empty] | 471 | 3.1
[171 empty] | 472 | 3
[171 empty] | 473 | 2.9
[171 empty] | 474 | 2.8
[171 empty] | 475 | 2.7
[171 empty] | 476 | 2.6
[171 empty] | 477 | 2.5
[171 empty] | 478 | 2.4
[171 empty] | 479 | 2.3
[171 empty] | 480 | 2.2
[171 empty] | 481 | 2.1
[171 empty] | 482 | 2
[171 empty] | 483 | 1.9
[171 empty] | 484 | 1.8
[171 empty] | 485 | 1.7
[171 empty] | 486 | 1.6
[171 empty] | 487 | 1.5
[171 empty] | 488 | 1.4
[171 empty] | 489 | 1.3
[171 empty] | 490 | 1.2
[171 empty] | 491 | 1.1
[171 empty] | 492 | 1
Typical wall framing
Relatively simple wall
Clear-wall with only a few small windows & no doors
Insulation thermal resistance (primary frame) (m2K/W)
Note on DN3: 0 none 1 BevelBacked WB 2 Rusticated WB 3 FibreCement WB 4 FibreCement sheet 5 Profiled metal 6 Masonry Veneer 7 Plaster
Note on DR3: 0 none 1 un-framed insulation 2 timber frame 3 steel frame
Note on DV3: 0 none 1 7 mm plywood 2 13 mm plywood 3 6 mm fibrecement 4 7.5 mm fibrecement 5 9 mm fibrecement 6 10 mm HD plasterboard 7 13 mm HD plasterboard 8 R-0.38 insulated RAB
Note on DZ3: 1 90mm timber 2 140mm timber 3 90mm steel & thermal break 4 140mm steel & thermal break 5 190mm timber 6 140mm staggered 90mm timber 7 180mm staggered 90mm timber
Note on EE3: 0 none 1 7 mm plywood 2 13 mm plywood 3 10 mm plasterboard 4 13 mm plasterboard
Note on EI3: 0 none 1 un-framed insulation 2 timber frame offset 3 steel frame offset 4 timber frame inline 5 steel frame inline
Note on EM3: 0 none 1 7 mm plywood 2 13 mm plywood 3 10 mm plasterboard 4 13 mm plasterboard
Note on DT5: 0.01 - 3.00 steps 0.01
Note on EC5: 0 no insulation 1 medium R-value 2 high R-value
Note on EK5: 0.01 - 3.00 steps 0.01
Note on DN6: 0 no cavity 1 only cladding on cavity 2 cladding & ESIL on cavity
Note on DT6: 1 - 95 steps 1 mm
Note on EC6: 1 0.55 mm 2 0.75 mm 3 0.95 mm 4 1.15 mm
Note on EK6: 1 - 95 steps 1 mm
Note on DT7: 1.0 - 25.0 steps 0.1 %
Note on EK7: 1.0 - 25.0 steps 0.1 %
Note on DT8: 1 0.55 mm 2 0.75 mm 3 0.95 mm 4 1.15 mm
Note on EK8: 1 0.55 mm 2 0.75 mm 3 0.95 mm 4 1.15 mm
Note on DV11: 1.4 - 6.0 steps 0.1
Note on EK14: 1.8 - 2.8 2.4 - 3.4 / 3.4 - 4.4 3.6 - 4.6 / 4.6 - 5.6 3.9 - 4.9 / 4.9 - 5.9 steps 0.1
Note on EK17: 0 14 - 56 %
Note on EJ19: 1 frame manufacturer 2 from plans 3 nominal stud spacing 4 other
Note on EJ21: 1 all framing 2 all studs-nogs-plates 3 nogs & plates but excludes some studs
Note on EK25: 2.4 - 4.0 m steps 0.1 m
Note on EK26: 2.4 - 20.0 m steps 0.1 m
Note on EK27: 250 - 1200 mm steps 10 mm
Note on EK28: 0 - 6
Note on EK29: 0 - 10
Note on EK32: 1 - 50 % steps 0.1%
Note on EK35: 0 - 5.0 steps 0.1

## Timber floors
|  | 238 | 23 |  | 10000101100100100101001 |  |  | hZJS | hZJS | hZJS |  |  |  | 100001011001001001010010 | 100001011001001001010010 |  | 238 | [13 empty] | 1 |  | P_blank3 | 13 |  |  | 1 |  |  | 1 |  |  | 2 |  |  | 1 |  |  | 201 | [8 empty] | 33 |  | FALSE |  | #VALUE! |  | Thermal resistance of suspended timber floor (m2K/W) | [6 empty] | hZJS | [5 empty] | www.branz.co.nz/terms-conditions/ |  |  | v2_7 | Web |  | 2025-11-27 16:49
1 | A | 33 | 6 | 100001 | 10000101100100100101001 | 100001 | 33 | h | 6 | hZJS | h | FALSE | 33 | 100001 | 100001011001001001010010 | 100001 | 33 | Cntrl5 |  | P_ST_O_S | P_ST_O_S | P_ST_O_S | P_ST_O_S | P_ST_O_D | P_ST_O_D | P_ST_O_D | P_ST_O_D | P_ST_I | P_ST_I |  | P_ST_O_S |  | 140 | 0 |  |  | 2 | set |  | 2 |  |  | 3 |  |  | 3 |  |  | 9 | [8 empty] | 6 |  | TRUE | [24 empty] | #VALUE! | #VALUE! | #VALUE! | #VALUE! | #VALUE! | #VALUE! | #VALUE! | #VALUE! | #VALUE! | #VALUE! | #VALUE! | #VALUE! | #VALUE! | #VALUE! | #VALUE! | #VALUE! | #VALUE! | #VALUE! | #VALUE! | #VALUE! | #VALUE! | #VALUE! | #VALUE! | #VALUE! | #VALUE! | #VALUE! | #VALUE! | #VALUE! | #VALUE! | #VALUE! | #VALUE! | #VALUE! | #VALUE! | #VALUE! | #VALUE! | #VALUE! | #VALUE! | #VALUE! | #VALUE! | #VALUE! | #VALUE! | #VALUE! | #VALUE! | #VALUE! | #VALUE! | #VALUE! | #VALUE! | #VALUE! | #VALUE! | #VALUE!
2 | B | 201 | 9 | 011001001 | 01100100100101001 | 011001 | 25 | Z | 9 | ZJS | Z | TRUE | 25 | 011001 | 011001001001010010 | 011001001 | 201 | Cntrl4 | [12 empty] | 3 | [5 empty] | 1 | don't set |  | 3 |  |  | 6 |  |  | 6 |  |  | 452 | [8 empty] | 64 |  |  | Determine insulation |  |  |  | thickness (mm) |  | 65 | [17 empty] | #VALUE! | #VALUE! | #VALUE! | #VALUE! | #VALUE! | #VALUE! | #VALUE! | #VALUE! | #VALUE! | #VALUE! | #VALUE! | #VALUE! | #VALUE! | #VALUE! | #VALUE! | #VALUE! | #VALUE! | #VALUE! | #VALUE! | #VALUE! | #VALUE! | #VALUE! | #VALUE! | #VALUE! | #VALUE! | #VALUE! | #VALUE! | #VALUE! | #VALUE! | #VALUE! | #VALUE! | #VALUE! | #VALUE! | #VALUE! | #VALUE! | #VALUE! | #VALUE! | #VALUE! | #VALUE! | #VALUE! | #VALUE! | #VALUE! | #VALUE! | #VALUE! | #VALUE! | #VALUE! | #VALUE! | #VALUE! | #VALUE! | #VALUE!
3 | C | 1 | 3 | 001 | 00100101001 | 001001 | 9 | J | 3 | JS | J | TRUE | 9 | 001001 | 001010010 | 001 | 1 | Cntrl3 | [13 empty] | k1 | k2 | k3 |  |  | 2 | set | [22 empty] | material thermal | [5 empty] | ------------- | = | 0.065 | thermal conductivity (W/m.K) | [7 empty] | Excludes thermal resistance of subfloor space and ground beneath. | [6 empty] | #VALUE! | #VALUE! | #VALUE! | #VALUE! | #VALUE! | #VALUE! | #VALUE! | #VALUE! | #VALUE! | #VALUE! | #VALUE! | #VALUE! | #VALUE! | #VALUE! | #VALUE! | #VALUE! | #VALUE! | #VALUE! | #VALUE! | #VALUE! | #VALUE! | #VALUE! | #VALUE! | #VALUE! | #VALUE! | #VALUE! | #VALUE! | #VALUE! | #VALUE! | #VALUE! | #VALUE! | #VALUE! | #VALUE! | #VALUE! | #VALUE! | #VALUE! | #VALUE! | #VALUE! | #VALUE! | #VALUE! | #VALUE! | #VALUE! | #VALUE! | #VALUE! | #VALUE! | #VALUE! | #VALUE! | #VALUE! | #VALUE! | #VALUE!
4 | D | 2 | 3 | 010 | 01001 | 010010 | 18 | S | 3 | S | S | TRUE | 18 | 010010 | 010010 | 010 | 2 | Cntrl1 | [13 empty] | -0.047969 | -0.086631 | -0.11662 | [26 empty] | conductivity |  |  |  | R-value (m2.K/W) |  | 1 | [10 empty] | Assumed blocking at 1.2m centres. | [6 empty] | #VALUE! | #VALUE! | #VALUE! | #VALUE! | #VALUE! | #VALUE! | #VALUE! | #VALUE! | #VALUE! | #VALUE! | #VALUE! | #VALUE! | #VALUE! | #VALUE! | #VALUE! | #VALUE! | #VALUE! | #VALUE! | #VALUE! | #VALUE! | #VALUE! | #VALUE! | #VALUE! | #VALUE! | #VALUE! | #VALUE! | #VALUE! | #VALUE! | #VALUE! | #VALUE! | #VALUE! | #VALUE! | #VALUE! | #VALUE! | #VALUE! | #VALUE! | #VALUE! | #VALUE! | #VALUE! | #VALUE! | #VALUE! | #VALUE! | #VALUE! | #VALUE! | #VALUE! | #VALUE! | #VALUE! | #VALUE! | #VALUE! | #VALUE!
5 | E | 1 | 2 | 01 |  |  |  |  | 2 | [5 empty] | 010 | 01 | 1 | Cntrl2 |  | joist 90 mm unlined | joist 90 mm lined | joist 140 mm lined | joist 140 mm lined | joist 190 mm lined | joist 190 mm unlined | joist 290 mm lined | joist 290 mm unlined | I-beam lined | I-beam unlined |  |  | 0.066825 | 0.11343 | 0.15977 | [50 empty] | #VALUE! | #VALUE! | #VALUE! | #VALUE! | #VALUE! | #VALUE! | #VALUE! | #VALUE! | #VALUE! | #VALUE! | #VALUE! | #VALUE! | #VALUE! | #VALUE! | #VALUE! | #VALUE! | #VALUE! | #VALUE! | #VALUE! | #VALUE! | #VALUE! | #VALUE! | #VALUE! | #VALUE! | #VALUE! | #VALUE! | #VALUE! | #VALUE! | #VALUE! | #VALUE! | #VALUE! | #VALUE! | #VALUE! | #VALUE! | #VALUE! | #VALUE! | #VALUE! | #VALUE! | #VALUE! | #VALUE! | #VALUE! | #VALUE! | #VALUE! | #VALUE! | #VALUE! | #VALUE! | #VALUE! | #VALUE! | #VALUE! | #VALUE!
6 | F | [30 empty] | -0.031474 | -0.047912 | -0.071452 | [41 empty] | #VALUE! |  | A sheltered subfloor space will provide addition thermal benefit | [6 empty] | #VALUE! | #VALUE! | #VALUE! | #VALUE! | #VALUE! | #VALUE! | #VALUE! | #VALUE! | #VALUE! | #VALUE! | #VALUE! | #VALUE! | #VALUE! | #VALUE! | #VALUE! | #VALUE! | #VALUE! | #VALUE! | #VALUE! | #VALUE! | #VALUE! | #VALUE! | #VALUE! | #VALUE! | #VALUE! | #VALUE! | #VALUE! | #VALUE! | #VALUE! | #VALUE! | #VALUE! | #VALUE! | #VALUE! | #VALUE! | #VALUE! | #VALUE! | #VALUE! | #VALUE! | #VALUE! | #VALUE! | #VALUE! | #VALUE! | #VALUE! | #VALUE! | #VALUE! | #VALUE! | #VALUE! | #VALUE! | #VALUE! | #VALUE!
7 | G | [17 empty] | thickness | 90 | 90 | 140 | 140 | 190 | 190 | 290 | 290 | 225 | 225 |  |  | -0.39371 | -0.13116 | 0.039184 | [25 empty] | FALSE |  | Target floor thermal resistance (m2K/W) |  | Joist or Ibeam & height |  |  | 2 | joist 140 mm |  |  | Joist spacing (mm) |  | 1 | 600 | [10 empty] | #VALUE! | #VALUE! | #VALUE! | #VALUE! | #VALUE! | #VALUE! | #VALUE! | #VALUE! | #VALUE! | #VALUE! | #VALUE! | #VALUE! | #VALUE! | #VALUE! | #VALUE! | #VALUE! | #VALUE! | #VALUE! | #VALUE! | #VALUE! | #VALUE! | #VALUE! | #VALUE! | #VALUE! | #VALUE! | #VALUE! | #VALUE! | #VALUE! | #VALUE! | #VALUE! | #VALUE! | #VALUE! | #VALUE! | #VALUE! | #VALUE! | #VALUE! | #VALUE! | #VALUE! | #VALUE! | #VALUE! | #VALUE! | #VALUE! | #VALUE! | #VALUE! | #VALUE! | #VALUE! | #VALUE! | #VALUE! | #VALUE! | #VALUE!
8 | H | [30 empty] | 0.61509 | 0.27753 | 0.0061061 | [25 empty] | FALSE | [17 empty] | Changing the thermal conductivity of the insulation material has an | [6 empty] | #VALUE! | #VALUE! | #VALUE! | #VALUE! | #VALUE! | #VALUE! | #VALUE! | #VALUE! | #VALUE! | #VALUE! | #VALUE! | #VALUE! | #VALUE! | #VALUE! | #VALUE! | #VALUE! | #VALUE! | #VALUE! | #VALUE! | #VALUE! | #VALUE! | #VALUE! | #VALUE! | #VALUE! | #VALUE! | #VALUE! | #VALUE! | #VALUE! | #VALUE! | #VALUE! | #VALUE! | #VALUE! | #VALUE! | #VALUE! | #VALUE! | #VALUE! | #VALUE! | #VALUE! | #VALUE! | #VALUE! | #VALUE! | #VALUE! | #VALUE! | #VALUE! | #VALUE! | #VALUE! | #VALUE! | #VALUE! | #VALUE! | #VALUE!
9 | I | [17 empty] | k1 | 0.05 | 0.05 | 0.05 | 0.05 | 0.063 | 0.063 | 0.063 | 0.063 | 0.063 | 0.063 |  |  | 0.69619 | 0.82674 | 0.96721 | [25 empty] | FALSE |  |  |  | Insulation conductivity |  |  | 0.045 | 0.045 |  |  | Insulation R-value |  | 4 | 3.0 |  |  |  | impact on the overall R-value. The 90 & 140 mm joist cases have | [6 empty] | #VALUE! | #VALUE! | #VALUE! | #VALUE! | #VALUE! | #VALUE! | #VALUE! | #VALUE! | #VALUE! | #VALUE! | #VALUE! | #VALUE! | #VALUE! | #VALUE! | #VALUE! | #VALUE! | #VALUE! | #VALUE! | #VALUE! | #VALUE! | #VALUE! | #VALUE! | #VALUE! | #VALUE! | #VALUE! | #VALUE! | #VALUE! | #VALUE! | #VALUE! | #VALUE! | #VALUE! | #VALUE! | #VALUE! | #VALUE! | #VALUE! | #VALUE! | #VALUE! | #VALUE! | #VALUE! | #VALUE! | #VALUE! | #VALUE! | #VALUE! | #VALUE! | #VALUE! | #VALUE! | #VALUE! | #VALUE! | #VALUE! | #VALUE!
10 | J | [17 empty] | k2 | 0.04 | 0.04 | 0.04 | 0.04 | 0.05 | 0.05 | 0.05 | 0.05 | 0.05 | 0.05 |  |  | 0.032158 | -0.22691 | -0.29943 | [25 empty] | FALSE |  | 2.5 | 2.5 | [14 empty] | lower conductivity selections for the insulation. | [16 empty] | #VALUE! | #VALUE! | #VALUE! | #VALUE! | #VALUE! | #VALUE! | #VALUE! | #VALUE! | #VALUE! | #VALUE! | #VALUE! | #VALUE! | #VALUE! | #VALUE! | #VALUE! | #VALUE! | #VALUE! | #VALUE! | #VALUE! | #VALUE! | #VALUE! | #VALUE! | #VALUE! | #VALUE! | #VALUE! | #VALUE! | #VALUE! | #VALUE! | #VALUE! | #VALUE! | #VALUE! | #VALUE! | #VALUE! | #VALUE! | #VALUE! | #VALUE! | #VALUE! | #VALUE! | #VALUE! | #VALUE!
11 | K | [17 empty] | k3 | 0.032 | 0.032 | 0.032 | 0.032 | 0.04 | 0.04 | 0.04 | 0.04 | 0.04 | 0.04 |  |  | -0.074347 | 0.24328 | 0.38178 | [25 empty] | FALSE |  |  |  | Bottom of joists unlined or lined |  |  | 0 | un-lined |  |  | Floor thermal resistance |  | 2.9896 | [21 empty] | #VALUE! | #VALUE! | #VALUE! | #VALUE! | #VALUE! | #VALUE! | #VALUE! | #VALUE! | #VALUE! | #VALUE! | #VALUE! | #VALUE! | #VALUE! | #VALUE! | #VALUE! | #VALUE! | #VALUE! | #VALUE! | #VALUE! | #VALUE! | #VALUE! | #VALUE! | #VALUE! | #VALUE! | #VALUE! | #VALUE! | #VALUE! | #VALUE! | #VALUE! | #VALUE! | #VALUE! | #VALUE! | #VALUE! | #VALUE! | #VALUE! | #VALUE! | #VALUE! | #VALUE! | #VALUE! | #VALUE!
12 | L | [30 empty] | 0.30003 | 0.21651 | 0.1535 | [43 empty] | An enclosed subfloor space is recommended when there is no lining | [16 empty] | #VALUE! | #VALUE! | #VALUE! | #VALUE! | #VALUE! | #VALUE! | #VALUE! | #VALUE! | #VALUE! | #VALUE! | #VALUE! | #VALUE! | #VALUE! | #VALUE! | #VALUE! | #VALUE! | #VALUE! | #VALUE! | #VALUE! | #VALUE! | #VALUE! | #VALUE! | #VALUE! | #VALUE! | #VALUE! | #VALUE! | #VALUE! | #VALUE! | #VALUE! | #VALUE! | #VALUE! | #VALUE! | #VALUE! | #VALUE! | #VALUE! | #VALUE! | #VALUE! | #VALUE! | #VALUE! | #VALUE!
13 | M | [17 empty] | k1 | -0.085145 | 0.25529 | -0.047969 | -0.0072633 | -0.024732 | -0.077989 | 0.002767 | -0.04529 | -0.0021991 | -0.049126 |  | -0.047969 | [46 empty] | to the underside of the floor joists. Alternatively, use either higher | [16 empty] | #VALUE! | #VALUE! | #VALUE! | #VALUE! | #VALUE! | #VALUE! | #VALUE! | #VALUE! | #VALUE! | #VALUE! | #VALUE! | #VALUE! | #VALUE! | #VALUE! | #VALUE! | #VALUE! | #VALUE! | #VALUE! | #VALUE! | #VALUE! | #VALUE! | #VALUE! | #VALUE! | #VALUE! | #VALUE! | #VALUE! | #VALUE! | #VALUE! | #VALUE! | #VALUE! | #VALUE! | #VALUE! | #VALUE! | #VALUE! | #VALUE! | #VALUE! | #VALUE! | #VALUE! | #VALUE! | #VALUE!
14 | N | [18 empty] | 0.14107 | -0.34807 | 0.066825 | -0.040556 | 0.03575 | 0.068984 | 0.00102 | 0.048621 | 0.01014 | 0.06854 |  | 0.066825 | [26 empty] | 13 | 14 | [18 empty] | density or faced insulation, incl. rigid & semi-rigid foams. | [16 empty] | #VALUE! | #VALUE! | #VALUE! | #VALUE! | #VALUE! | #VALUE! | #VALUE! | #VALUE! | #VALUE! | #VALUE! | #VALUE! | #VALUE! | #VALUE! | #VALUE! | #VALUE! | #VALUE! | #VALUE! | #VALUE! | #VALUE! | #VALUE! | #VALUE! | #VALUE! | #VALUE! | #VALUE! | #VALUE! | #VALUE! | #VALUE! | #VALUE! | #VALUE! | #VALUE! | #VALUE! | #VALUE! | #VALUE! | #VALUE! | #VALUE! | #VALUE! | #VALUE! | #VALUE! | #VALUE! | #VALUE!
15 | O | [18 empty] | -0.080659 | 0.003747 | -0.031474 | 0.01689 | -0.017632 | -0.012787 | -0.0037416 | -0.0084952 | -0.0088647 | -0.041722 |  | -0.031474 | [30 empty] | Insulation |  | joist spacing (m) |  |  |  |  | Insulation |  | joist spacing (m) | [33 empty] | #VALUE! | #VALUE! | #VALUE! | #VALUE! | #VALUE! | #VALUE! | #VALUE! | #VALUE! | #VALUE! | #VALUE! | #VALUE! | #VALUE! | #VALUE! | #VALUE! | #VALUE! | #VALUE! | #VALUE! | #VALUE! | #VALUE! | #VALUE! | #VALUE! | #VALUE! | #VALUE! | #VALUE! | #VALUE! | #VALUE! | #VALUE! | #VALUE! | #VALUE! | #VALUE!
16 | P | [18 empty] | -0.30316 | -1.6418 | -0.39371 | -0.71659 | -0.40909 | -0.18172 | -0.57114 | -0.2053 | -0.54502 | 0.11266 |  | -0.39371 | [8 empty] | 2 | 1 |  | 1 | 2 | 5 | 3 | 0.6 |  | 4 | 0.045 | 600 |  |  |  | 6 |  |  | 5 | [19 empty] | H1/AS1 5th ed. Schedule method R 2.5 in climate zones 1-3 | [26 empty] | #VALUE! | #VALUE! | #VALUE! | #VALUE! | #VALUE! | #VALUE! | #VALUE! | #VALUE! | #VALUE! | #VALUE! | #VALUE! | #VALUE! | #VALUE! | #VALUE! | #VALUE! | #VALUE! | #VALUE! | #VALUE! | #VALUE! | #VALUE! | #VALUE! | #VALUE! | #VALUE! | #VALUE! | #VALUE! | #VALUE! | #VALUE! | #VALUE! | #VALUE! | #VALUE!
17 | Q | [18 empty] | 0.40093 | 2.2858 | 0.61509 | 1.3258 | 0.61894 | 0.54423 | 0.81644 | 0.47904 | 0.76668 | -0.13594 |  | 0.61509 | [7 empty] | 2 | 2 | un-lined | 3 | 3 | joist 140 mm | 2 | 2 | 600 | 202 | 202 | 0.045 | 0.045 |  |  | 49 | 49 | 2.5 | 34 | 34 | 3.0 |  |  | thickness | R-value | 400 | 450 | 500 | 550 | 600 | thickness | R-value | 400 | 450 | 500 | 550 | 600 |  |  |  | R 2.8 in zone 4 | [25 empty] | #VALUE! | #VALUE! | #VALUE! | #VALUE! | #VALUE! | #VALUE! | #VALUE! | #VALUE! | #VALUE! | #VALUE! | #VALUE! | #VALUE! | #VALUE! | #VALUE! | #VALUE! | #VALUE! | #VALUE! | #VALUE! | #VALUE! | #VALUE! | #VALUE! | #VALUE! | #VALUE! | #VALUE! | #VALUE! | #VALUE! | #VALUE! | #VALUE! | #VALUE! | #VALUE!
18 | R | [18 empty] | 0.85487 | 0.4195 | 0.69619 | 0.34565 | 0.69898 | 0.60051 | 0.62502 | 0.61908 | 0.65267 | 1.091 |  | 0.69619 | [8 empty] | 1 |  |  | 1 |  |  | 1 |  |  | 1 | [5 empty] | 1 |  |  | 1 | [20 empty] | R 3.0 in zones 5& 6 | [25 empty] | #VALUE! | #VALUE! | #VALUE! | #VALUE! | #VALUE! | #VALUE! | #VALUE! | #VALUE! | #VALUE! | #VALUE! | #VALUE! | #VALUE! | #VALUE! | #VALUE! | #VALUE! | #VALUE! | #VALUE! | #VALUE! | #VALUE! | #VALUE! | #VALUE! | #VALUE! | #VALUE! | #VALUE! | #VALUE! | #VALUE! | #VALUE! | #VALUE! | #VALUE! | #VALUE!
19 | S | [18 empty] | -0.041351 | 1.06 | 0.032158 | 0.4169 | 0.067655 | -0.12221 | 0.24601 | -0.16299 | 0.24359 | -0.50103 |  | 0.032158 | [8 empty] | 2 | un-lined |  | 2 | joist 90 mm |  | 2 | 600 | 0.065 | 2 | 0.065 | 6.4939 | 2.9896 | 7.2 |  | 2 | 3.0 |  | 2 | 3.0 | [45 empty] | #VALUE! | #VALUE! | #VALUE! | #VALUE! | #VALUE! | #VALUE! | #VALUE! | #VALUE! | #VALUE! | #VALUE! | #VALUE! | #VALUE! | #VALUE! | #VALUE! | #VALUE! | #VALUE! | #VALUE! | #VALUE! | #VALUE! | #VALUE! | #VALUE! | #VALUE! | #VALUE! | #VALUE! | #VALUE! | #VALUE! | #VALUE! | #VALUE! | #VALUE! | #VALUE!
20 | T | [18 empty] | 0.099364 | -1.3739 | -0.074347 | -0.82165 | -0.11142 | -0.085283 | -0.32833 | 0.07003 | -0.29719 | 0.7245 |  | -0.074347 | [8 empty] | 3 | lined |  | 3 | joist 140 mm |  | 3 | 550 | 0.0649 | 3 | 0.0649 | 6.4145 | 2.9896 | 7.1 |  | 3 | 3.0 |  | 3 | 3.0 | [55 empty] | #VALUE! | #VALUE! | #VALUE! | #VALUE! | #VALUE! | #VALUE! | #VALUE! | #VALUE! | #VALUE! | #VALUE! | #VALUE! | #VALUE! | #VALUE! | #VALUE! | #VALUE! | #VALUE! | #VALUE! | #VALUE! | #VALUE! | #VALUE!
21 | U | [18 empty] | 0.17006 | 0.79672 | 0.30003 | 0.93257 | 0.3439 | 0.73302 | 0.42405 | 0.69282 | 0.39879 | 0.11135 |  | 0.30003 | [11 empty] | 4 | joist 190 mm |  | 4 | 500 | 0.0648 | 4 | 0.0648 | 6.3349 | 2.9896 | 7.0 |  | 4 | 3.0 |  | 4 | 3.0 | [55 empty] | #VALUE! | #VALUE! | #VALUE! | #VALUE! | #VALUE! | #VALUE! | #VALUE! | #VALUE! | #VALUE! | #VALUE! | #VALUE! | #VALUE! | #VALUE! | #VALUE! | #VALUE! | #VALUE! | #VALUE! | #VALUE! | #VALUE! | #VALUE!
22 | V | [17 empty] | k2 | -0.25309 | 0.23049 | -0.086631 | -0.0043921 | -0.045351 | -0.062041 | -0.0072525 | -0.047959 | -0.0061161 | -0.070804 |  | -0.086631 | [11 empty] | 5 | joist 290 mm |  | 5 | 450 | 0.0647 | 5 | 0.0647 | 6.2551 | 2.9896 | 6.9 |  | 5 | 3.0 |  | 5 | 3.0 | [18 empty] | Ground / airspace under suspended timber floor |  | ______floor area (m2)_________ | [34 empty] | #VALUE! | #VALUE! | #VALUE! | #VALUE! | #VALUE! | #VALUE! | #VALUE! | #VALUE! | #VALUE! | #VALUE! | #VALUE! | #VALUE! | #VALUE! | #VALUE! | #VALUE! | #VALUE! | #VALUE! | #VALUE! | #VALUE! | #VALUE!
23 | W | [18 empty] | 0.36445 | -0.33078 | 0.11343 | -0.046614 | 0.059637 | 0.057355 | 0.011916 | 0.053231 | 0.016344 | 0.10025 |  | 0.11343 | [11 empty] | 6 | I-beam 225 mm |  | 6 | 400 | 0.0646 | 6 | 0.0646 | 6.1751 | 2.9896 | 6.8 |  | 6 | 3.0 |  | 6 | 3.0 | [20 empty] | floor perimeter length (m) | [34 empty] | #VALUE! | #VALUE! | #VALUE! | #VALUE! | #VALUE! | #VALUE! | #VALUE! | #VALUE! | #VALUE! | #VALUE!
24 | X | [18 empty] | -0.17416 | -0.061912 | -0.047912 | -0.014073 | -0.025956 | -0.027737 | -0.0067544 | -0.016629 | -0.011809 | -0.06714 |  | -0.047912 | [16 empty] | 0.0645 | 7 | 0.0645 | 6.0949 | 2.9896 | 6.7 |  | 7 | 3.0 |  | 7 | 3.0 | [20 empty] | 1 | 2 | 3 | 4 | 5 | [30 empty] | #VALUE! | #VALUE! | #VALUE! | #VALUE! | #VALUE! | #VALUE! | #VALUE! | #VALUE! | #VALUE! | #VALUE!
25 | Y | [18 empty] | 0.34831 | -1.2783 | -0.13116 | -0.63601 | -0.20893 | -0.21535 | -0.3896 | -0.13302 | -0.41074 | 0.21528 |  | -0.13116 | [16 empty] | 0.0644 | 8 | 0.0644 | 6.0146 | 2.9896 | 6.6 |  | 8 | 3.0 |  | 8 | 3.0 | [18 empty] | Continuous perimeter wall, sheltered from wind |  | R-value of subfloor space and ground | [34 empty] | #VALUE! | #VALUE! | #VALUE! | #VALUE! | #VALUE! | #VALUE! | #VALUE! | #VALUE! | #VALUE! | #VALUE!
26 | Z | [18 empty] | -0.46038 | 1.8486 | 0.27753 | 1.1639 | 0.35818 | 0.4916 | 0.57735 | 0.33863 | 0.57254 | -0.29057 |  | 0.27753 | [16 empty] | 0.0643 | 9 | 0.0643 | 5.934 | 2.9896 | 6.5 |  | 9 | 3.0 |  | 9 | 3.0 | [18 empty] | (e.g. garage or foundation wall with vents) |  | 0.1 | 0.2 | 0.3 | 0.4 | 0.5 | [30 empty] | #VALUE! | #VALUE! | #VALUE! | #VALUE! | #VALUE! | #VALUE! | #VALUE! | #VALUE! | #VALUE! | #VALUE!
27 | a | [18 empty] | 1.2069 | 0.6508 | 0.82674 | 0.56744 | 0.80623 | 0.74067 | 0.72232 | 0.75076 | 0.74144 | 1.2104 |  | 0.82674 | [16 empty] | 0.0642 | 10 | 0.0642 | 5.8532 | 2.9896 | 6.4 |  | 10 | 3.0 |  | 10 | 3.0 | [18 empty] | Continuous perimeter wall, exposed to wind | [36 empty] | #VALUE! | #VALUE! | #VALUE! | #VALUE! | #VALUE! | #VALUE! | #VALUE! | #VALUE! | #VALUE! | #VALUE!
28 | b | [18 empty] | -0.55844 | 0.67349 | -0.22691 | 0.38824 | -0.099828 | 0.0097796 | 0.10496 | -0.16769 | 0.12824 | -0.45771 |  | -0.22691 | [16 empty] | 0.0641 | 11 | 0.0641 | 5.7722 | 2.9896 | 6.3 |  | 11 | 3.0 |  | 11 | 3.0 |  |  | 139.5 | 3.0 | 2.9218 | 2.9723 | 3.015 | 3.0499 | 3.0771 | [9 empty] | (e.g. slats with gaps between slats) |  | 0.05 | 0.11 | 0.17 | 0.22 | 0.28 | [30 empty] | #VALUE! | #VALUE! | #VALUE! | #VALUE! | #VALUE! | #VALUE! | #VALUE! | #VALUE! | #VALUE! | #VALUE!
29 | c | [18 empty] | 0.76672 | -0.93799 | 0.24328 | -0.72496 | 0.091047 | -0.16437 | -0.14867 | 0.091081 | -0.14476 | 0.65503 |  | 0.24328 | [16 empty] | 0.064 | 12 | 0.064 | 5.6911 | 2.9896 | 6.2 |  | 12 | 3.0 |  | 12 | 3.0 |  |  | 135 | 3.0 | 2.8408 | 2.8892 | 2.9301 | 2.9636 | 2.9896 | [9 empty] | Exposed floor | [36 empty] | #VALUE! | #VALUE! | #VALUE! | #VALUE! | #VALUE! | #VALUE! | #VALUE! | #VALUE! | #VALUE! | #VALUE!
30 | d | [18 empty] | -0.061035 | 0.68564 | 0.21651 | 0.7692 | 0.28952 | 0.6629 | 0.37531 | 0.62184 | 0.35683 | 0.13989 |  | 0.21651 | [16 empty] | 0.0639 | 13 | 0.0639 | 5.6097 | 2.9896 | 6.1 |  | 13 | 3.0 |  | 13 | 3.0 |  |  | 130.5 | 2.9 | 2.7595 | 2.8058 | 2.845 | 2.877 | 2.9019 | [9 empty] | (e.g. pole house) |  | 0 | 0 | 0 | 0.01 | 0.01
31 | e | [17 empty] | k3 | -0.44898 | 0.22449 | -0.11662 | 0.094451 | -0.013742 | -0.10459 | 0.0070013 | -0.050981 | -9.0323e-06 | -0.10571 |  | -0.11662 | [16 empty] | 0.0638 | 14 | 0.0638 | 5.5281 | 2.9896 | 6.0 |  | 14 | 3.0 |  | 14 | 3.0 |  |  | 126 | 2.8 | 2.6779 | 2.7221 | 2.7596 | 2.7902 | 2.8141
32 | f | [18 empty] | 0.70327 | -0.28592 | 0.15977 | -0.15396 | 0.036582 | 0.11029 | -0.0013875 | 0.063116 | 0.01252 | 0.15348 |  | 0.15977 | [16 empty] | 0.0637 | 15 | 0.0637 | 5.4464 | 2.9896 | 5.9 |  | 15 | 3.0 |  | 15 | 3.0 |  |  | 121.5 | 2.7 | 2.596 | 2.6382 | 2.674 | 2.7032 | 2.726
33 | g | [18 empty] | -0.35857 | 0.13057 | -0.071452 | -0.06519 | -0.026093 | -0.077865 | -0.0042927 | -0.031027 | -0.012692 | -0.11603 |  | -0.071452 | [16 empty] | 0.0636 | 16 | 0.0636 | 5.3644 | 2.9896 | 5.8 |  | 16 | 3.0 |  | 16 | 3.0 |  |  | 117 | 2.6 | 2.5139 | 2.5541 | 2.5882 | 2.616 | 2.6378
34 | h |  |  |  | Timber floors | [14 empty] | 0.88816 | -1.0184 | 0.039184 | -0.92005 | -0.28092 | 0.013206 | -0.37241 | -0.069738 | -0.34312 | 0.34491 |  | 0.039184 | [16 empty] | 0.0635 | 17 | 0.0635 | 5.2822 | 2.9896 | 5.7 |  | 17 | 3.0 |  | 17 | 3.0 |  |  | 112.5 | 2.5 | 2.4314 | 2.4697 | 2.5021 | 2.5286 | 2.5493
35 | i |  |  |  | reference | hZJS | [13 empty] | -1.4291 | 1.3623 | 0.0061061 | 1.397 | 0.34706 | 0.16826 | 0.50305 | 0.18393 | 0.44723 | -0.49225 |  | 0.0061061 | [16 empty] | 0.0634 | 18 | 0.0634 | 5.1999 | 2.9896 | 5.6 |  | 18 | 3.0 |  | 18 | 3.0 |  |  | 108 | 2.4 | 2.3487 | 2.385 | 2.4158 | 2.441 | 2.4606
36 | j |  |  |  | Joist or Ibeam & height | joist 140 mm | [13 empty] | 1.7435 | -0.056989 | 0.96721 | 0.81167 | 0.8665 | 0.99129 | 0.78269 | 0.89439 | 0.81507 | 1.3942 |  | 0.96721 | [16 empty] | 0.0633 | 19 | 0.0633 | 5.1173 | 2.9896 | 5.5 |  | 19 | 3.0 |  | 19 | 3.0 |  |  | 103.5 | 2.3 | 2.2656 | 2.3001 | 2.3293 | 2.3532 | 2.3718
37 | k |  |  |  | Insulation conductivity | 0.045 | [13 empty] | -0.81869 | 0.44163 | -0.29943 | 0.67494 | 0.0746 | -0.11781 | 0.16007 | -0.093795 | 0.14267 | -0.44221 |  | -0.29943 | [16 empty] | 0.0632 | 20 | 0.0632 | 5.0346 | 2.9896 | 5.4 |  | 20 | 3.0 |  | 20 | 3.0 |  |  | 99 | 2.2 | 2.1823 | 2.2149 | 2.2425 | 2.2651 | 2.2827
38 | l |  |  |  | Bottom of joists unlined or lined | un-lined | [13 empty] | 1.3036 | -0.53234 | 0.38178 | -0.98319 | -0.0339 | 0.0079572 | -0.17764 | 0.063528 | -0.13625 | 0.6369 |  | 0.38178 | [16 empty] | 0.0631 | 21 | 0.0631 | 4.9517 | 2.9896 | 5.3 |  | 21 | 3.0 |  | 21 | 3.0 |  |  | 94.5 | 2.1 | 2.0987 | 2.1295 | 2.1556 | 2.1769 | 2.1935
39 | m |  |  |  | Joist spacing (mm) | 600 | [13 empty] | -0.36145 | 1.357 | 0.1535 | 0.61523 | 0.30243 | 0.51027 | 0.37736 | 0.56121 | 0.35092 | 0.098744 |  | 0.1535 | [16 empty] | 0.063 | 22 | 0.063 | 4.8685 | 2.9896 | 5.2 |  | 22 | 3.0 |  | 22 | 3.0 |  |  | 90 | 2.0 | 2.0148 | 2.0438 | 2.0684 | 2.0884 | 2.1041
40 | n |  |  |  | Insulation R-value | 3.0 | [41 empty] | 0.0629 | 23 | 0.0629 | 4.7852 | 2.9896 | 5.1 |  | 23 | 3.0 |  | 23 | 3.0 |  |  | 85.5 | 1.9 | 1.9307 | 1.9579 | 1.9809 | 1.9998 | 2.0144
41 | o |  |  |  | Floor thermal resistance | 2.9896 | [14 empty] | 6 | 6.0 | 8.5 | 8.5 |  | 3.5 | 3.5 | [20 empty] | 0.0628 | 24 | 0.0628 | 4.7016 | 2.9896 | 5.0 |  | 24 | 3.0 |  | 24 | 3.0 |  |  | 81 | 1.8 | 1.8462 | 1.8717 | 1.8933 | 1.9109 | 1.9246
42 | p | [19 empty] | 5.9 | 5.9 | 8.4 | 8.4 |  | 3.4 | 3.4 | [20 empty] | 0.0627 | 25 | 0.0627 | 4.6179 | 2.9896 | 4.9 |  | 25 | 3.0 |  | 25 | 3.0 |  |  | 76.5 | 1.7 | 1.7614 | 1.7852 | 1.8054 | 1.8218 | 1.8346
43 | q | [19 empty] | 5.8 | 5.8 | 8.3 | 8.3 |  | 3.3 | 3.3 | [20 empty] | 0.0626 | 26 | 0.0626 | 4.534 | 2.9896 | 4.8 |  | 26 | 3.0 |  | 26 | 3.0 |  |  | 72 | 1.6 | 1.6764 | 1.6985 | 1.7173 | 1.7325 | 1.7443
44 | r | [19 empty] | 5.7 | 5.7 | 8.2 | 8.2 |  | 3.2 | 3.2 |  | P_ST_O_S | [18 empty] | 0.0625 | 27 | 0.0625 | 4.4499 | 2.9896 | 4.7 |  | 27 | 3.0 |  | 27 | 3.0 |  |  | 67.5 | 1.5 | 1.5911 | 1.6116 | 1.6289 | 1.643 | 1.6539
45 | s | [19 empty] | 5.6 | 5.6 | 8.1 | 8.1 |  | 3.1 | 3.1 |  | P_ST_O_D | [18 empty] | 0.0624 | 28 | 0.0624 | 4.3655 | 2.9896 | 4.6 |  | 28 | 3.0 |  | 28 | 3.0 |  |  | 63 | 1.4 | 1.5054 | 1.5244 | 1.5403 | 1.5533 | 1.5633
46 | t | [19 empty] | 5.5 | 5.5 | 8 | 8.0 |  | 3 | 3.0 |  | P_ST_L | [18 empty] | 0.0623 | 29 | 0.0623 | 4.281 | 2.9896 | 4.5 |  | 29 | 3.0 |  | 29 | 3.0 |  |  | 58.5 | 1.3 | 1.4195 | 1.4369 | 1.4515 | 1.4634 | 1.4725
47 | u | [19 empty] | 5.4 | 5.4 | 7.9 | 7.9 |  | 2.9 | 2.9 |  | P_ST_I | [18 empty] | 0.0622 | 30 | 0.0622 | 4.1963 | 2.9896 | 4.4 |  | 30 | 3.0 |  | 30 | 3.0 |  |  | 54 | 1.2 | 1.3333 | 1.3492 | 1.3625 | 1.3732 | 1.3814
48 | v | [19 empty] | 5.3 | 5.3 | 7.8 | 7.8 |  | 2.8 | 2.8 | [20 empty] | 0.0621 | 31 | 0.0621 | 4.1114 | 2.9896 | 4.3 |  | 31 | 3.0 |  | 31 | 3.0 |  |  | 49.5 | 1.1 | 1.2468 | 1.2612 | 1.2732 | 1.2829 | 1.2902
49 | w | [19 empty] | 5.2 | 5.2 | 7.7 | 7.7 |  | 2.7 | 2.7 | [20 empty] | 0.062 | 32 | 0.062 | 4.0263 | 2.9896 | 4.2 |  | 32 | 3.0 |  | 32 | 3.0 |  |  | 45 | 1.0 | 1.1601 | 1.173 | 1.1837 | 1.1923 | 1.1988
50 | x | [19 empty] | 5.1 | 5.1 | 7.6 | 7.6 |  | 2.6 | 2.6 |  | 3 |  | P_blank3 | [5 empty] | 1 | P_ST_O_S | [9 empty] | 0.0619 | 33 | 0.0619 | 3.941 | 2.9896 | 4.1 |  | 33 | 3.0 |  | 33 | 3.0
51 | y | [19 empty] | 5 | 5.0 | 7.5 | 7.5 |  | 2.5 | 2.5 |  | 1 |  | P_blank | [5 empty] | 1 | P_ST_O_S | [9 empty] | 0.0618 | 34 | 0.0618 | 3.8555 | 2.9896 | 4.0 |  | 34 | 3.0 |  | 34 | 3.0
52 | z | [19 empty] | 4.9 | 4.9 | 7.4 | 7.4 |  | 2.4 | 2.4 |  | 2 |  | P_blank2 | [5 empty] | 2 | P_ST_O_D | [9 empty] | 0.0617 | 35 | 0.0617 | 3.7698 | 2.9896 | 3.9 |  | 35 | 3.0 |  | 35 | 3.0 |  |  | The conductivity calculated in the top display box can be copied and pasted over the pull-down selection of conductivity for a segment. After copying, select all of the number in the target box and paste.
53 | 0 | [19 empty] | 4.8 | 4.8 | 7.3 | 7.3 |  | 2.3 | 2.3 |  | 3 |  | P_blank3 | [5 empty] | 3 | P_ST_I | [9 empty] | 0.0616 | 36 | 0.0616 | 3.6839 | 2.9896 | 3.8 |  | 36 | 3.0 |  | 36 | 3.0 |  |  | This can also be done with the thickness entered into the top entry box.
54 | 1 | [19 empty] | 4.7 | 4.7 | 7.2 | 7.2 |  | 2.2 | 2.2 |  | 4 |  | P_RP_SIL2 | [5 empty] | 4 | [10 empty] | 0.0615 | 37 | 0.0615 | 3.5978 | 2.9896 | 3.7 |  | 37 | 3.0 |  | 37 | 3.0
55 | 2 | [19 empty] | 4.6 | 4.6 | 7.1 | 7.1 |  | 2.1 | 2.1 |  | 5 |  | P_RS_S_SIL | [5 empty] | 5 | [10 empty] | 0.0614 | 38 | 0.0614 | 3.5115 | 2.9896 | 3.6 |  | 38 | 3.0 |  | 38 | 3.0
56 | 3 | [19 empty] | 4.5 | 4.5 | 7 | 7.0 |  | 2 | 2.0 |  | 6 |  | P_PS_O_a | [5 empty] | 6 | [10 empty] | 0.0613 | 39 | 0.0613 | 3.425 | 2.9896 | 3.5 |  | 39 | 3.0 |  | 39 | 3.0
57 | 4 | [19 empty] | 4.4 | 4.4 | 6.9 | 6.9 |  | 1.9 | 1.9 |  | 7 |  | P_PS_O_b | [5 empty] | 7 | [10 empty] | 0.0612 | 40 | 0.0612 | 3.3383 | 2.9896 | 3.4 |  | 40 | 3.0 |  | 40 | 3.0
58 | 5 | [19 empty] | 4.3 | 4.3 | 6.8 | 6.8 |  | 1.8 | 1.8 |  | 8 |  | P_PS_O_c | [5 empty] | 8 | [10 empty] | 0.0611 | 41 | 0.0611 | 3.2514 | 2.9896 | 3.3 |  | 41 | 3.0 |  | 41 | 3.0
59 | 6 | [19 empty] | 4.2 | 4.2 | 6.7 | 6.7 |  | 1.7 | 1.7 |  | 9 |  | P_PS_O_T | [5 empty] | 9 | [10 empty] | 0.061 | 42 | 0.061 | 3.1644 | 2.9896 | 3.2 |  | 42 | 3.0 |  | 42 | 3.0
60 | 7 | [19 empty] | 4.1 | 4.1 | 6.6 | 6.6 |  | 1.6 | 1.6 |  | 10 |  | W_staggered | [5 empty] | 10 | [10 empty] | 0.0609 | 43 | 0.0609 | 3.0771 | 2.9896 | 3.1 | 139.5 | 43 | 3.0 | 139.5 | 43 | 3.0
61 | 8 | [19 empty] | 4 | 4.0 | 6.5 | 6.5 |  | 1.5 | 1.5 |  | 11 |  | W_ISIL_M | [5 empty] | 11 | [10 empty] | 0.0608 | 44 | 0.0608 | 2.9896 | 2.9896 | 3.0 | 135 | 44 | 3.0 | 135 | 44 | 3.0
62 | 9 | [19 empty] | 3.9 | 3.9 | 6.4 | 6.4 |  | 1.4 | 1.4 |  | 12 |  | W_T_RAB | [5 empty] | 12 | [10 empty] | 0.0607 | 45 | 0.0607 | 2.9019 | 2.9019 | 2.9 | 130.5 | 45 | 2.9 | 130.5 | 45 | 2.9
63 | + | [19 empty] | 3.8 | 3.8 | 6.3 | 6.3 |  | 1.3 | 1.3 |  | 13 |  | STF_lined | [5 empty] | 13 | [10 empty] | 0.0606 | 46 | 0.0606 | 2.8141 | 2.8141 | 2.8 | 126 | 46 | 2.8 | 126 | 46 | 2.8
64 | / | [19 empty] | 3.7 | 3.7 | 6.2 | 6.2 |  | 1.2 | 1.2 |  | 14 |  | W_ISIL_PW | [5 empty] | 14 | [10 empty] | 0.0605 | 47 | 0.0605 | 2.726 | 2.726 | 2.7 | 121.5 | 47 | 2.7 | 121.5 | 47 | 2.7
65 | = | [19 empty] | 3.6 | 3.6 | 6.1 | 6.1 |  | 1.1 | 1.1 |  | 15 |  | W_S_RAB | [16 empty] | 0.0604 | 48 | 0.0604 | 2.6378 | 2.6378 | 2.6 | 117 | 48 | 2.6 | 117 | 48 | 2.6
[21 empty] | 3.5 | 3.5 | 6 | 6.0 |  | 1 | 1.0 | [20 empty] | 0.0603 | 49 | 0.0603 | 2.5493 | 2.5493 | 2.5 | 112.5 | 49 | 2.5 | 112.5 | 49 | 2.5
[48 empty] | 0.0602 | 50 | 0.0602 | 2.4606 | 2.4606 | 2.4 | 108 | 50 | 2.4 | 108 | 50 | 2.4
[19 empty] | 400 | 400 | 400 | 450 | 450 | 450 | 500 | 500 | 500 | 550 | 550 | 550 | 600 | 600 | 600 | 400 | 450 | 500 | 550 | 600 | [9 empty] | 0.0601 | 51 | 0.0601 | 2.3718 | 2.3718 | 2.3 | 103.5 | 51 | 2.3 | 103.5 | 51 | 2.3
[19 empty] | 0.05 | 0.04 | 0.032 | 0.05 | 0.04 | 0.032 | 0.05 | 0.04 | 0.032 | 0.05 | 0.04 | 0.032 | 0.05 | 0.04 | 0.032 | 0.045 | 0.045 | 0.045 | 0.045 | 0.045 | [9 empty] | 0.06 | 52 | 0.06 | 2.2827 | 2.2827 | 2.2 | 99 | 52 | 2.2 | 99 | 52 | 2.2
[19 empty] | 5.9621 | 6.0279 | 5.9265 | 6.1283 | 6.1934 | 6.1043 | 6.2679 | 6.3305 | 6.2517 | 6.3812 | 6.4393 | 6.3688 | 6.468 | 6.5198 | 6.4556 | 5.995 | 6.1608 | 6.2992 | 6.4103 | 6.4939 | [9 empty] | 0.0599 | 53 | 0.0599 | 2.1935 | 2.1935 | 2.1 | 94.5 | 53 | 2.1 | 94.5 | 53 | 2.1
[19 empty] | 5.892 | 5.9597 | 5.8664 | 6.0548 | 6.1215 | 6.0396 | 6.1918 | 6.2556 | 6.1833 | 6.3028 | 6.3621 | 6.2975 | 6.388 | 6.441 | 6.3822 | 5.9258 | 6.0882 | 6.2237 | 6.3325 | 6.4145 | [9 empty] | 0.0598 | 54 | 0.0598 | 2.1041 | 2.1041 | 2.0 | 90 | 54 | 2.0 | 90 | 54 | 2.0
[19 empty] | 5.8216 | 5.8912 | 5.8058 | 5.9812 | 6.0493 | 5.9745 | 6.1154 | 6.1805 | 6.1145 | 6.2243 | 6.2847 | 6.2259 | 6.3078 | 6.362 | 6.3085 | 5.8564 | 6.0152 | 6.148 | 6.2545 | 6.3349 | [9 empty] | 0.0597 | 55 | 0.0597 | 2.0144 | 2.0144 | 1.9 | 85.5 | 55 | 1.9 | 85.5 | 55 | 1.9
[19 empty] | 5.7509 | 5.8223 | 5.7446 | 5.9073 | 5.9768 | 5.9089 | 6.0389 | 6.1051 | 6.0453 | 6.1456 | 6.207 | 6.1538 | 6.2275 | 6.2827 | 6.2344 | 5.7866 | 5.9421 | 6.072 | 6.1763 | 6.2551 | [9 empty] | 0.0596 | 56 | 0.0596 | 1.9246 | 1.9246 | 1.8 | 81 | 56 | 1.8 | 81 | 56 | 1.8
[19 empty] | 5.68 | 5.7531 | 5.6829 | 5.8332 | 5.9041 | 5.8429 | 5.9621 | 6.0294 | 5.9757 | 6.0667 | 6.1291 | 6.0814 | 6.147 | 6.2032 | 6.16 | 5.7165 | 5.8686 | 5.9958 | 6.0979 | 6.1751 | [9 empty] | 0.0595 | 57 | 0.0595 | 1.8346 | 1.8346 | 1.7 | 76.5 | 57 | 1.7 | 76.5 | 57 | 1.7
[19 empty] | 5.6088 | 5.6836 | 5.6207 | 5.7589 | 5.831 | 5.7764 | 5.8852 | 5.9535 | 5.9057 | 5.9876 | 6.051 | 6.0086 | 6.0663 | 6.1236 | 6.0852 | 5.6462 | 5.795 | 5.9193 | 6.0193 | 6.0949 | [9 empty] | 0.0594 | 58 | 0.0594 | 1.7443 | 1.7443 | 1.6 | 72 | 58 | 1.6 | 72 | 58 | 1.6
[19 empty] | 5.5374 | 5.6137 | 5.558 | 5.6844 | 5.7577 | 5.7094 | 5.808 | 5.8773 | 5.8352 | 5.9084 | 5.9726 | 5.9355 | 5.9855 | 6.0436 | 6.0101 | 5.5756 | 5.721 | 5.8427 | 5.9405 | 6.0146 | [9 empty] | 0.0593 | 59 | 0.0593 | 1.6539 | 1.6539 | 1.5 | 67.5 | 59 | 1.5 | 67.5 | 59 | 1.5
[19 empty] | 5.4658 | 5.5435 | 5.4947 | 5.6096 | 5.6841 | 5.642 | 5.7306 | 5.8009 | 5.7644 | 5.8289 | 5.894 | 5.8619 | 5.9045 | 5.9635 | 5.9346 | 5.5046 | 5.6468 | 5.7658 | 5.8615 | 5.934 | [9 empty] | 0.0592 | 60 | 0.0592 | 1.5633 | 1.5633 | 1.4 | 63 | 60 | 1.4 | 63 | 60 | 1.4
[19 empty] | 5.3939 | 5.473 | 5.4309 | 5.5346 | 5.6101 | 5.5741 | 5.6531 | 5.7242 | 5.6931 | 5.7493 | 5.8152 | 5.788 | 5.8233 | 5.8831 | 5.8588 | 5.4334 | 5.5724 | 5.6886 | 5.7823 | 5.8532 | [9 empty] | 0.0591 | 61 | 0.0591 | 1.4725 | 1.4725 | 1.3 | 58.5 | 61 | 1.3 | 58.5 | 61 | 1.3
[19 empty] | 5.3217 | 5.4021 | 5.3666 | 5.4594 | 5.5359 | 5.5057 | 5.5753 | 5.6473 | 5.6214 | 5.6695 | 5.7361 | 5.7137 | 5.7419 | 5.8026 | 5.7826 | 5.3619 | 5.4977 | 5.6113 | 5.7028 | 5.7722 | [9 empty] | 0.059 | 62 | 0.059 | 1.3814 | 1.3814 | 1.2 | 54 | 62 | 1.2 | 54 | 62 | 1.2
[19 empty] | 5.2493 | 5.331 | 5.3018 | 5.384 | 5.4614 | 5.4369 | 5.4974 | 5.5701 | 5.5493 | 5.5895 | 5.6568 | 5.6391 | 5.6603 | 5.7218 | 5.7061 | 5.2901 | 5.4227 | 5.5337 | 5.6232 | 5.6911 | [9 empty] | 0.0589 | 63 | 0.0589 | 1.2902 | 1.2902 | 1.1 | 49.5 | 63 | 1.1 | 49.5 | 63 | 1.1
[19 empty] | 5.1767 | 5.2595 | 5.2364 | 5.3083 | 5.3867 | 5.3676 | 5.4192 | 5.4926 | 5.4768 | 5.5093 | 5.5773 | 5.564 | 5.5786 | 5.6407 | 5.6292 | 5.2181 | 5.3475 | 5.4559 | 5.5433 | 5.6097 | [9 empty] | 0.0588 | 64 | 0.0588 | 1.1988 | 1.1988 | 1.0 | 45 | 64 | 1.0 | 45 | 64 | 1.0
[19 empty] | 5.1038 | 5.1876 | 5.1705 | 5.2324 | 5.3116 | 5.2978 | 5.3408 | 5.4149 | 5.4039 | 5.4289 | 5.4975 | 5.4886 | 5.4967 | 5.5595 | 5.552 | 5.1457 | 5.272 | 5.3779 | 5.4632 | 5.5281 | [9 empty] | 0.0587 | 65 | 0.0587
[19 empty] | 5.0306 | 5.1155 | 5.1041 | 5.1563 | 5.2362 | 5.2276 | 5.2623 | 5.3369 | 5.3305 | 5.3484 | 5.4175 | 5.4128 | 5.4147 | 5.478 | 5.4744 | 5.073 | 5.1963 | 5.2996 | 5.3829 | 5.4464 | [9 empty] | 0.0586 | 66 | 0.0586
[19 empty] | 4.9572 | 5.043 | 5.0372 | 5.08 | 5.1606 | 5.157 | 5.1835 | 5.2587 | 5.2568 | 5.2676 | 5.3373 | 5.3366 | 5.3324 | 5.3963 | 5.3965 | 5.0001 | 5.1203 | 5.2211 | 5.3025 | 5.3644 | [9 empty] | 0.0585 | 67 | 0.0585
[19 empty] | 4.8836 | 4.9702 | 4.9697 | 5.0035 | 5.0847 | 5.0858 | 5.1045 | 5.1802 | 5.1826 | 5.1867 | 5.2568 | 5.2601 | 5.25 | 5.3144 | 5.3182 | 4.9269 | 5.0441 | 5.1424 | 5.2218 | 5.2822 | [9 empty] | 0.0584 | 68 | 0.0584
[19 empty] | 4.8097 | 4.897 | 4.9017 | 4.9267 | 5.0084 | 5.0142 | 5.0253 | 5.1015 | 5.108 | 5.1056 | 5.1761 | 5.1831 | 5.1675 | 5.2323 | 5.2395 | 4.8534 | 4.9676 | 5.0634 | 5.1408 | 5.1999 | [9 empty] | 0.0583 | 69 | 0.0583
[19 empty] | 4.7356 | 4.8236 | 4.8332 | 4.8497 | 4.9319 | 4.9421 | 4.946 | 5.0225 | 5.033 | 5.0243 | 5.0951 | 5.1058 | 5.0847 | 5.15 | 5.1606 | 4.7796 | 4.8908 | 4.9842 | 5.0597 | 5.1173 | [9 empty] | 0.0582 | 70 | 0.0582
[19 empty] | 4.6612 | 4.7498 | 4.7642 | 4.7725 | 4.8551 | 4.8696 | 4.8664 | 4.9432 | 4.9576 | 4.9428 | 5.014 | 5.0281 | 5.0018 | 5.0674 | 5.0812 | 4.7055 | 4.8138 | 4.9048 | 4.9784 | 5.0346 | [9 empty] | 0.0581 | 71 | 0.0581
[19 empty] | 4.5865 | 4.6756 | 4.6946 | 4.6951 | 4.7781 | 4.7966 | 4.7866 | 4.8637 | 4.8818 | 4.8612 | 4.9325 | 4.9501 | 4.9187 | 4.9846 | 5.0015 | 4.6311 | 4.7366 | 4.8252 | 4.8968 | 4.9517 | [9 empty] | 0.058 | 72 | 0.058
[19 empty] | 4.5116 | 4.6012 | 4.6246 | 4.6174 | 4.7007 | 4.7232 | 4.7067 | 4.7839 | 4.8055 | 4.7793 | 4.8509 | 4.8716 | 4.8354 | 4.9016 | 4.9215 | 4.5564 | 4.6591 | 4.7453 | 4.8151 | 4.8685 | [9 empty] | 0.0579 | 73 | 0.0579
[19 empty] | 4.4365 | 4.5264 | 4.554 | 4.5396 | 4.623 | 4.6492 | 4.6265 | 4.7039 | 4.7288 | 4.6973 | 4.769 | 4.7928 | 4.752 | 4.8184 | 4.8411 | 4.4815 | 4.5813 | 4.6652 | 4.7331 | 4.7852 | [9 empty] | 0.0578 | 74 | 0.0578
[19 empty] | 4.3611 | 4.4513 | 4.4828 | 4.4615 | 4.5451 | 4.5748 | 4.5461 | 4.6236 | 4.6518 | 4.6151 | 4.6869 | 4.7136 | 4.6684 | 4.7349 | 4.7603 | 4.4062 | 4.5033 | 4.5848 | 4.651 | 4.7016 | [9 empty] | 0.0577 | 75 | 0.0577
[19 empty] | 4.2855 | 4.3759 | 4.4112 | 4.3831 | 4.4668 | 4.5 | 4.4655 | 4.5431 | 4.5743 | 4.5327 | 4.6045 | 4.634 | 4.5846 | 4.6513 | 4.6792 | 4.3307 | 4.425 | 4.5043 | 4.5686 | 4.6179 | [9 empty] | 0.0576 | 76 | 0.0576
[19 empty] | 4.2096 | 4.3001 | 4.339 | 4.3046 | 4.3883 | 4.4247 | 4.3847 | 4.4622 | 4.4964 | 4.4501 | 4.5219 | 4.5541 | 4.5006 | 4.5674 | 4.5978 | 4.2549 | 4.3464 | 4.4235 | 4.486 | 4.534 | [9 empty] | 0.0575 | 77 | 0.0575
[19 empty] | 4.1335 | 4.224 | 4.2663 | 4.2258 | 4.3095 | 4.3489 | 4.3038 | 4.3812 | 4.4181 | 4.3673 | 4.4391 | 4.4737 | 4.4165 | 4.4832 | 4.516 | 4.1787 | 4.2677 | 4.3425 | 4.4032 | 4.4499 | [9 empty] | 0.0574 | 78 | 0.0574
[19 empty] | 4.0571 | 4.1476 | 4.1931 | 4.1468 | 4.2304 | 4.2727 | 4.2226 | 4.2999 | 4.3393 | 4.2844 | 4.3561 | 4.393 | 4.3322 | 4.3989 | 4.4338 | 4.1024 | 4.1886 | 4.2612 | 4.3202 | 4.3655 | [9 empty] | 0.0573 | 79 | 0.0573
[19 empty] | 3.9805 | 4.0708 | 4.1193 | 4.0676 | 4.151 | 4.196 | 4.1412 | 4.2183 | 4.2602 | 4.2012 | 4.2728 | 4.312 | 4.2477 | 4.3144 | 4.3513 | 4.0257 | 4.1093 | 4.1798 | 4.237 | 4.281 | [9 empty] | 0.0572 | 80 | 0.0572
[19 empty] | 3.9036 | 3.9937 | 4.0451 | 3.9882 | 4.0713 | 4.1188 | 4.0596 | 4.1365 | 4.1806 | 4.1179 | 4.1892 | 4.2305 | 4.163 | 4.2296 | 4.2685 | 3.9487 | 4.0298 | 4.098 | 4.1536 | 4.1963 | [9 empty] | 0.0571 | 81 | 0.0571
[19 empty] | 3.8265 | 3.9163 | 3.9703 | 3.9085 | 3.9913 | 4.0412 | 3.9778 | 4.0544 | 4.1006 | 4.0344 | 4.1055 | 4.1487 | 4.0782 | 4.1446 | 4.1853 | 3.8714 | 3.9499 | 4.0161 | 4.0699 | 4.1114 | [9 empty] | 0.057 | 82 | 0.057
[19 empty] | 3.7491 | 3.8386 | 3.8949 | 3.8287 | 3.9111 | 3.9631 | 3.8958 | 3.972 | 4.0202 | 3.9507 | 4.0215 | 4.0664 | 3.9932 | 4.0594 | 4.1017 | 3.7939 | 3.8699 | 3.9339 | 3.9861 | 4.0263 | [9 empty] | 0.0569 | 83 | 0.0569
[19 empty] | 3.6715 | 3.7605 | 3.8191 | 3.7486 | 3.8305 | 3.8845 | 3.8137 | 3.8894 | 3.9394 | 3.8668 | 3.9372 | 3.9839 | 3.908 | 3.9739 | 4.0178 | 3.716 | 3.7896 | 3.8516 | 3.902 | 3.941 | [9 empty] | 0.0568 | 84 | 0.0568
[19 empty] | 3.5937 | 3.6821 | 3.7427 | 3.6682 | 3.7497 | 3.8055 | 3.7313 | 3.8066 | 3.8582 | 3.7827 | 3.8528 | 3.9009 | 3.8227 | 3.8883 | 3.9335 | 3.6379 | 3.709 | 3.7689 | 3.8178 | 3.8555 | [9 empty] | 0.0567 | 85 | 0.0567
[19 empty] | 3.5156 | 3.6034 | 3.6658 | 3.5877 | 3.6686 | 3.726 | 3.6487 | 3.7235 | 3.7766 | 3.6985 | 3.7681 | 3.8175 | 3.7372 | 3.8024 | 3.8489 | 3.5595 | 3.6281 | 3.6861 | 3.7333 | 3.7698 | [9 empty] | 0.0566 | 86 | 0.0566
[19 empty] | 3.4372 | 3.5244 | 3.5884 | 3.5069 | 3.5872 | 3.6461 | 3.5659 | 3.6401 | 3.6945 | 3.6141 | 3.6831 | 3.7338 | 3.6515 | 3.7163 | 3.7639 | 3.4808 | 3.5471 | 3.603 | 3.6486 | 3.6839 | [9 empty] | 0.0565 | 87 | 0.0565
[19 empty] | 3.3586 | 3.445 | 3.5105 | 3.4259 | 3.5055 | 3.5657 | 3.4829 | 3.5565 | 3.6121 | 3.5295 | 3.598 | 3.6497 | 3.5656 | 3.63 | 3.6786 | 3.4018 | 3.4657 | 3.5197 | 3.5637 | 3.5978 | [9 empty] | 0.0564 | 88 | 0.0564
[19 empty] | 3.2797 | 3.3653 | 3.432 | 3.3447 | 3.4235 | 3.4848 | 3.3997 | 3.4726 | 3.5292 | 3.4447 | 3.5126 | 3.5652 | 3.4796 | 3.5434 | 3.593 | 3.3225 | 3.3841 | 3.4361 | 3.4786 | 3.5115 | [9 empty] | 0.0563 | 89 | 0.0563
[19 empty] | 3.2006 | 3.2853 | 3.353 | 3.2633 | 3.3412 | 3.4034 | 3.3163 | 3.3884 | 3.4459 | 3.3597 | 3.4269 | 3.4804 | 3.3933 | 3.4567 | 3.5069 | 3.2429 | 3.3023 | 3.3524 | 3.3933 | 3.425 | [9 empty] | 0.0562 | 90 | 0.0562
[19 empty] | 3.1213 | 3.2049 | 3.2735 | 3.1816 | 3.2587 | 3.3216 | 3.2327 | 3.304 | 3.3622 | 3.2745 | 3.341 | 3.3952 | 3.307 | 3.3697 | 3.4206 | 3.1631 | 3.2202 | 3.2684 | 3.3078 | 3.3383 | [9 empty] | 0.0561 | 91 | 0.0561
[19 empty] | 3.0417 | 3.1242 | 3.1935 | 3.0998 | 3.1758 | 3.2394 | 3.1489 | 3.2194 | 3.2781 | 3.1891 | 3.2549 | 3.3096 | 3.2204 | 3.2825 | 3.3338 | 3.0829 | 3.1378 | 3.1842 | 3.222 | 3.2514 | [9 empty] | 0.056 | 92 | 0.056
[19 empty] | 2.9618 | 3.0432 | 3.1129 | 3.0177 | 3.0927 | 3.1567 | 3.0649 | 3.1345 | 3.1935 | 3.1036 | 3.1686 | 3.2236 | 3.1337 | 3.195 | 3.2468 | 3.0025 | 3.0552 | 3.0997 | 3.1361 | 3.1644 | [9 empty] | 0.0559 | 93 | 0.0559
[19 empty] | 2.8817 | 2.9619 | 3.0319 | 2.9353 | 3.0092 | 3.0735 | 2.9807 | 3.0493 | 3.1086 | 3.0179 | 3.082 | 3.1372 | 3.0468 | 3.1074 | 3.1593 | 2.9218 | 2.9723 | 3.015 | 3.0499 | 3.0771 | [9 empty] | 0.0558 | 94 | 0.0558
[19 empty] | 2.8014 | 2.8802 | 2.9502 | 2.8528 | 2.9255 | 2.9898 | 2.8963 | 2.9639 | 3.0232 | 2.932 | 2.9952 | 3.0505 | 2.9597 | 3.0195 | 3.0716 | 2.8408 | 2.8892 | 2.9301 | 2.9636 | 2.9896 | [9 empty] | 0.0557 | 95 | 0.0557
[19 empty] | 2.7208 | 2.7982 | 2.8681 | 2.77 | 2.8415 | 2.9057 | 2.8117 | 2.8782 | 2.9374 | 2.8459 | 2.9081 | 2.9633 | 2.8724 | 2.9314 | 2.9834 | 2.7595 | 2.8058 | 2.845 | 2.877 | 2.9019 | [9 empty] | 0.0556 | 96 | 0.0556
[19 empty] | 2.6399 | 2.7159 | 2.7855 | 2.687 | 2.7572 | 2.8211 | 2.7269 | 2.7922 | 2.8512 | 2.7596 | 2.8209 | 2.8759 | 2.785 | 2.8431 | 2.8949 | 2.6779 | 2.7221 | 2.7596 | 2.7902 | 2.8141 | [9 empty] | 0.0555 | 97 | 0.0555
[19 empty] | 2.5588 | 2.6332 | 2.7023 | 2.6038 | 2.6727 | 2.7361 | 2.6419 | 2.706 | 2.7646 | 2.6731 | 2.7333 | 2.788 | 2.6974 | 2.7546 | 2.8061 | 2.596 | 2.6382 | 2.674 | 2.7032 | 2.726 | [9 empty] | 0.0554 | 98 | 0.0554
[19 empty] | 2.4775 | 2.5502 | 2.6186 | 2.5204 | 2.5878 | 2.6506 | 2.5567 | 2.6196 | 2.6776 | 2.5865 | 2.6456 | 2.6997 | 2.6097 | 2.6658 | 2.7169 | 2.5139 | 2.5541 | 2.5882 | 2.616 | 2.6378 | [9 empty] | 0.0553 | 99 | 0.0553
[19 empty] | 2.3959 | 2.4669 | 2.5343 | 2.4367 | 2.5026 | 2.5646 | 2.4713 | 2.5329 | 2.5902 | 2.4997 | 2.5576 | 2.6111 | 2.5217 | 2.5769 | 2.6274 | 2.4314 | 2.4697 | 2.5021 | 2.5286 | 2.5493 | [9 empty] | 0.0552 | 100 | 0.0552
[19 empty] | 2.3141 | 2.3833 | 2.4496 | 2.3529 | 2.4172 | 2.4781 | 2.3857 | 2.4459 | 2.5023 | 2.4126 | 2.4694 | 2.5221 | 2.4336 | 2.4877 | 2.5375 | 2.3487 | 2.385 | 2.4158 | 2.441 | 2.4606 | [9 empty] | 0.0551 | 101 | 0.0551
[19 empty] | 2.232 | 2.2993 | 2.3643 | 2.2688 | 2.3315 | 2.3912 | 2.2999 | 2.3587 | 2.4141 | 2.3254 | 2.3809 | 2.4327 | 2.3453 | 2.3983 | 2.4473 | 2.2656 | 2.3001 | 2.3293 | 2.3532 | 2.3718 | [9 empty] | 0.055 | 102 | 0.055
[19 empty] | 2.1496 | 2.215 | 2.2785 | 2.1844 | 2.2454 | 2.3039 | 2.2139 | 2.2712 | 2.3254 | 2.2381 | 2.2922 | 2.343 | 2.2569 | 2.3086 | 2.3567 | 2.1823 | 2.2149 | 2.2425 | 2.2651 | 2.2827 | [9 empty] | 0.0549 | 103 | 0.0549
[19 empty] | 2.0671 | 2.1304 | 2.1922 | 2.0999 | 2.1591 | 2.2161 | 2.1277 | 2.1834 | 2.2363 | 2.1505 | 2.2033 | 2.2528 | 2.1682 | 2.2188 | 2.2657 | 2.0987 | 2.1295 | 2.1556 | 2.1769 | 2.1935 | [9 empty] | 0.0548 | 104 | 0.0548
[19 empty] | 1.9842 | 2.0454 | 2.1053 | 2.0151 | 2.0725 | 2.1278 | 2.0413 | 2.0954 | 2.1468 | 2.0627 | 2.1142 | 2.1623 | 2.0794 | 2.1287 | 2.1744 | 2.0148 | 2.0438 | 2.0684 | 2.0884 | 2.1041 | [9 empty] | 0.0547 | 105 | 0.0547
[19 empty] | 1.9011 | 1.9602 | 2.018 | 1.9301 | 1.9856 | 2.039 | 1.9547 | 2.0072 | 2.0568 | 1.9748 | 2.0248 | 2.0714 | 1.9904 | 2.0384 | 2.0828 | 1.9307 | 1.9579 | 1.9809 | 1.9998 | 2.0144 | [9 empty] | 0.0546 | 106 | 0.0546
[19 empty] | 1.8178 | 1.8746 | 1.9301 | 1.8449 | 1.8985 | 1.9498 | 1.8679 | 1.9187 | 1.9665 | 1.8867 | 1.9351 | 1.9802 | 1.9013 | 1.9479 | 1.9908 | 1.8462 | 1.8717 | 1.8933 | 1.9109 | 1.9246 | [9 empty] | 0.0545 | 107 | 0.0545
[19 empty] | 1.7342 | 1.7886 | 1.8416 | 1.7595 | 1.811 | 1.8601 | 1.7809 | 1.8299 | 1.8758 | 1.7984 | 1.8453 | 1.8885 | 1.812 | 1.8571 | 1.8985 | 1.7614 | 1.7852 | 1.8054 | 1.8218 | 1.8346 | [9 empty] | 0.0544 | 108 | 0.0544
[19 empty] | 1.6504 | 1.7024 | 1.7527 | 1.6738 | 1.7233 | 1.77 | 1.6937 | 1.7409 | 1.7846 | 1.7099 | 1.7552 | 1.7965 | 1.7225 | 1.7662 | 1.8058 | 1.6764 | 1.6985 | 1.7173 | 1.7325 | 1.7443 | [9 empty] | 0.0543 | 109 | 0.0543
[19 empty] | 1.5663 | 1.6158 | 1.6632 | 1.588 | 1.6352 | 1.6794 | 1.6062 | 1.6516 | 1.693 | 1.6212 | 1.6648 | 1.7041 | 1.6328 | 1.675 | 1.7127 | 1.5911 | 1.6116 | 1.6289 | 1.643 | 1.6539 | [9 empty] | 0.0542 | 110 | 0.0542
[19 empty] | 1.482 | 1.5288 | 1.5732 | 1.5019 | 1.5469 | 1.5883 | 1.5186 | 1.562 | 1.601 | 1.5323 | 1.5743 | 1.6113 | 1.543 | 1.5836 | 1.6193 | 1.5054 | 1.5244 | 1.5403 | 1.5533 | 1.5633 | [9 empty] | 0.0541 | 111 | 0.0541
[19 empty] | 1.3974 | 1.4416 | 1.4827 | 1.4155 | 1.4583 | 1.4968 | 1.4308 | 1.4722 | 1.5086 | 1.4433 | 1.4835 | 1.5182 | 1.4529 | 1.492 | 1.5256 | 1.4195 | 1.4369 | 1.4515 | 1.4634 | 1.4725 | [9 empty] | 0.054 | 112 | 0.054
[19 empty] | 1.3126 | 1.354 | 1.3917 | 1.329 | 1.3694 | 1.4048 | 1.3428 | 1.3822 | 1.4158 | 1.354 | 1.3924 | 1.4247 | 1.3628 | 1.4001 | 1.4314 | 1.3333 | 1.3492 | 1.3625 | 1.3732 | 1.3814 | [9 empty] | 0.0539 | 113 | 0.0539
[19 empty] | 1.2276 | 1.2661 | 1.3001 | 1.2422 | 1.2802 | 1.3123 | 1.2546 | 1.2919 | 1.3225 | 1.2646 | 1.3012 | 1.3308 | 1.2724 | 1.3081 | 1.337 | 1.2468 | 1.2612 | 1.2732 | 1.2829 | 1.2902 | [9 empty] | 0.0538 | 114 | 0.0538
[19 empty] | 1.1422 | 1.1779 | 1.208 | 1.1552 | 1.1907 | 1.2194 | 1.1661 | 1.2013 | 1.2289 | 1.175 | 1.2096 | 1.2365 | 1.1819 | 1.2158 | 1.2422 | 1.1601 | 1.173 | 1.1837 | 1.1923 | 1.1988 | [9 empty] | 0.0537 | 115 | 0.0537
[48 empty] | 0.0536 | 116 | 0.0536
[48 empty] | 0.0535 | 117 | 0.0535
[48 empty] | 0.0534 | 118 | 0.0534
[48 empty] | 0.0533 | 119 | 0.0533
[48 empty] | 0.0532 | 120 | 0.0532
[48 empty] | 0.0531 | 121 | 0.0531
[48 empty] | 0.053 | 122 | 0.053
[48 empty] | 0.0529 | 123 | 0.0529
[48 empty] | 0.0528 | 124 | 0.0528
[48 empty] | 0.0527 | 125 | 0.0527
[48 empty] | 0.0526 | 126 | 0.0526
[48 empty] | 0.0525 | 127 | 0.0525
[48 empty] | 0.0524 | 128 | 0.0524
[48 empty] | 0.0523 | 129 | 0.0523
[48 empty] | 0.0522 | 130 | 0.0522
[48 empty] | 0.0521 | 131 | 0.0521
[48 empty] | 0.052 | 132 | 0.052
[48 empty] | 0.0519 | 133 | 0.0519
[48 empty] | 0.0518 | 134 | 0.0518
[48 empty] | 0.0517 | 135 | 0.0517
[48 empty] | 0.0516 | 136 | 0.0516
[48 empty] | 0.0515 | 137 | 0.0515
[48 empty] | 0.0514 | 138 | 0.0514
[48 empty] | 0.0513 | 139 | 0.0513
[48 empty] | 0.0512 | 140 | 0.0512
[48 empty] | 0.0511 | 141 | 0.0511
[48 empty] | 0.051 | 142 | 0.051
[48 empty] | 0.0509 | 143 | 0.0509
[48 empty] | 0.0508 | 144 | 0.0508
[48 empty] | 0.0507 | 145 | 0.0507
[48 empty] | 0.0506 | 146 | 0.0506
[48 empty] | 0.0505 | 147 | 0.0505
[48 empty] | 0.0504 | 148 | 0.0504
[48 empty] | 0.0503 | 149 | 0.0503
[48 empty] | 0.0502 | 150 | 0.0502
[48 empty] | 0.0501 | 151 | 0.0501
[48 empty] | 0.05 | 152 | 0.05
[48 empty] | 0.0499 | 153 | 0.0499
[48 empty] | 0.0498 | 154 | 0.0498
[48 empty] | 0.0497 | 155 | 0.0497
[48 empty] | 0.0496 | 156 | 0.0496
[48 empty] | 0.0495 | 157 | 0.0495
[48 empty] | 0.0494 | 158 | 0.0494
[48 empty] | 0.0493 | 159 | 0.0493
[48 empty] | 0.0492 | 160 | 0.0492
[48 empty] | 0.0491 | 161 | 0.0491
[48 empty] | 0.049 | 162 | 0.049
[48 empty] | 0.0489 | 163 | 0.0489
[48 empty] | 0.0488 | 164 | 0.0488
[48 empty] | 0.0487 | 165 | 0.0487
[48 empty] | 0.0486 | 166 | 0.0486
[48 empty] | 0.0485 | 167 | 0.0485
[48 empty] | 0.0484 | 168 | 0.0484
[48 empty] | 0.0483 | 169 | 0.0483
[48 empty] | 0.0482 | 170 | 0.0482
[48 empty] | 0.0481 | 171 | 0.0481
[48 empty] | 0.048 | 172 | 0.048
[48 empty] | 0.0479 | 173 | 0.0479
[48 empty] | 0.0478 | 174 | 0.0478
[48 empty] | 0.0477 | 175 | 0.0477
[48 empty] | 0.0476 | 176 | 0.0476
[48 empty] | 0.0475 | 177 | 0.0475
[48 empty] | 0.0474 | 178 | 0.0474
[48 empty] | 0.0473 | 179 | 0.0473
[48 empty] | 0.0472 | 180 | 0.0472
[48 empty] | 0.0471 | 181 | 0.0471
[48 empty] | 0.047 | 182 | 0.047
[48 empty] | 0.0469 | 183 | 0.0469
[48 empty] | 0.0468 | 184 | 0.0468
[48 empty] | 0.0467 | 185 | 0.0467
[48 empty] | 0.0466 | 186 | 0.0466
[48 empty] | 0.0465 | 187 | 0.0465
[48 empty] | 0.0464 | 188 | 0.0464
[48 empty] | 0.0463 | 189 | 0.0463
[48 empty] | 0.0462 | 190 | 0.0462
[48 empty] | 0.0461 | 191 | 0.0461
[48 empty] | 0.046 | 192 | 0.046
[48 empty] | 0.0459 | 193 | 0.0459
[48 empty] | 0.0458 | 194 | 0.0458
[48 empty] | 0.0457 | 195 | 0.0457
[48 empty] | 0.0456 | 196 | 0.0456
[48 empty] | 0.0455 | 197 | 0.0455
[48 empty] | 0.0454 | 198 | 0.0454
[48 empty] | 0.0453 | 199 | 0.0453
[48 empty] | 0.0452 | 200 | 0.0452
[48 empty] | 0.0451 | 201 | 0.0451
[48 empty] | 0.045 | 202 | 0.045
[48 empty] | 0.0449 | 203 | 0.0449
[48 empty] | 0.0448 | 204 | 0.0448
[48 empty] | 0.0447 | 205 | 0.0447
[48 empty] | 0.0446 | 206 | 0.0446
[48 empty] | 0.0445 | 207 | 0.0445
[48 empty] | 0.0444 | 208 | 0.0444
[48 empty] | 0.0443 | 209 | 0.0443
[48 empty] | 0.0442 | 210 | 0.0442
[48 empty] | 0.0441 | 211 | 0.0441
[48 empty] | 0.044 | 212 | 0.044
[48 empty] | 0.0439 | 213 | 0.0439
[48 empty] | 0.0438 | 214 | 0.0438
[48 empty] | 0.0437 | 215 | 0.0437
[48 empty] | 0.0436 | 216 | 0.0436
[48 empty] | 0.0435 | 217 | 0.0435
[48 empty] | 0.0434 | 218 | 0.0434
[48 empty] | 0.0433 | 219 | 0.0433
[48 empty] | 0.0432 | 220 | 0.0432
[48 empty] | 0.0431 | 221 | 0.0431
[48 empty] | 0.043 | 222 | 0.043
[48 empty] | 0.0429 | 223 | 0.0429
[48 empty] | 0.0428 | 224 | 0.0428
[48 empty] | 0.0427 | 225 | 0.0427
[48 empty] | 0.0426 | 226 | 0.0426
[48 empty] | 0.0425 | 227 | 0.0425
[48 empty] | 0.0424 | 228 | 0.0424
[48 empty] | 0.0423 | 229 | 0.0423
[48 empty] | 0.0422 | 230 | 0.0422
[48 empty] | 0.0421 | 231 | 0.0421
[48 empty] | 0.042 | 232 | 0.042
[48 empty] | 0.0419 | 233 | 0.0419
[48 empty] | 0.0418 | 234 | 0.0418
[48 empty] | 0.0417 | 235 | 0.0417
[48 empty] | 0.0416 | 236 | 0.0416
[48 empty] | 0.0415 | 237 | 0.0415
[48 empty] | 0.0414 | 238 | 0.0414
[48 empty] | 0.0413 | 239 | 0.0413
[48 empty] | 0.0412 | 240 | 0.0412
[48 empty] | 0.0411 | 241 | 0.0411
[48 empty] | 0.041 | 242 | 0.041
[48 empty] | 0.0409 | 243 | 0.0409
[48 empty] | 0.0408 | 244 | 0.0408
[48 empty] | 0.0407 | 245 | 0.0407
[48 empty] | 0.0406 | 246 | 0.0406
[48 empty] | 0.0405 | 247 | 0.0405
[48 empty] | 0.0404 | 248 | 0.0404
[48 empty] | 0.0403 | 249 | 0.0403
[48 empty] | 0.0402 | 250 | 0.0402
[48 empty] | 0.0401 | 251 | 0.0401
[48 empty] | 0.04 | 252 | 0.04
[48 empty] | 0.0399 | 253 | 0.0399
[48 empty] | 0.0398 | 254 | 0.0398
[48 empty] | 0.0397 | 255 | 0.0397
[48 empty] | 0.0396 | 256 | 0.0396
[48 empty] | 0.0395 | 257 | 0.0395
[48 empty] | 0.0394 | 258 | 0.0394
[48 empty] | 0.0393 | 259 | 0.0393
[48 empty] | 0.0392 | 260 | 0.0392
[48 empty] | 0.0391 | 261 | 0.0391
[48 empty] | 0.039 | 262 | 0.039
[48 empty] | 0.0389 | 263 | 0.0389
[48 empty] | 0.0388 | 264 | 0.0388
[48 empty] | 0.0387 | 265 | 0.0387
[48 empty] | 0.0386 | 266 | 0.0386
[48 empty] | 0.0385 | 267 | 0.0385
[48 empty] | 0.0384 | 268 | 0.0384
[48 empty] | 0.0383 | 269 | 0.0383
[48 empty] | 0.0382 | 270 | 0.0382
[48 empty] | 0.0381 | 271 | 0.0381
[48 empty] | 0.038 | 272 | 0.038
[48 empty] | 0.0379 | 273 | 0.0379
[48 empty] | 0.0378 | 274 | 0.0378
[48 empty] | 0.0377 | 275 | 0.0377
[48 empty] | 0.0376 | 276 | 0.0376
[48 empty] | 0.0375 | 277 | 0.0375
[48 empty] | 0.0374 | 278 | 0.0374
[48 empty] | 0.0373 | 279 | 0.0373
[48 empty] | 0.0372 | 280 | 0.0372
[48 empty] | 0.0371 | 281 | 0.0371
[48 empty] | 0.037 | 282 | 0.037
[48 empty] | 0.0369 | 283 | 0.0369
[48 empty] | 0.0368 | 284 | 0.0368
[48 empty] | 0.0367 | 285 | 0.0367
[48 empty] | 0.0366 | 286 | 0.0366
[48 empty] | 0.0365 | 287 | 0.0365
[48 empty] | 0.0364 | 288 | 0.0364
[48 empty] | 0.0363 | 289 | 0.0363
[48 empty] | 0.0362 | 290 | 0.0362
[48 empty] | 0.0361 | 291 | 0.0361
[48 empty] | 0.036 | 292 | 0.036
[48 empty] | 0.0359 | 293 | 0.0359
[48 empty] | 0.0358 | 294 | 0.0358
[48 empty] | 0.0357 | 295 | 0.0357
[48 empty] | 0.0356 | 296 | 0.0356
[48 empty] | 0.0355 | 297 | 0.0355
[48 empty] | 0.0354 | 298 | 0.0354
[48 empty] | 0.0353 | 299 | 0.0353
[48 empty] | 0.0352 | 300 | 0.0352
[48 empty] | 0.0351 | 301 | 0.0351
[48 empty] | 0.035 | 302 | 0.035
[48 empty] | 0.0349 | 303 | 0.0349
[48 empty] | 0.0348 | 304 | 0.0348
[48 empty] | 0.0347 | 305 | 0.0347
[48 empty] | 0.0346 | 306 | 0.0346
[48 empty] | 0.0345 | 307 | 0.0345
[48 empty] | 0.0344 | 308 | 0.0344
[48 empty] | 0.0343 | 309 | 0.0343
[48 empty] | 0.0342 | 310 | 0.0342
[48 empty] | 0.0341 | 311 | 0.0341
[48 empty] | 0.034 | 312 | 0.034
[48 empty] | 0.0339 | 313 | 0.0339
[48 empty] | 0.0338 | 314 | 0.0338
[48 empty] | 0.0337 | 315 | 0.0337
[48 empty] | 0.0336 | 316 | 0.0336
[48 empty] | 0.0335 | 317 | 0.0335
[48 empty] | 0.0334 | 318 | 0.0334
[48 empty] | 0.0333 | 319 | 0.0333
[48 empty] | 0.0332 | 320 | 0.0332
[48 empty] | 0.0331 | 321 | 0.0331
[48 empty] | 0.033 | 322 | 0.033
[48 empty] | 0.0329 | 323 | 0.0329
[48 empty] | 0.0328 | 324 | 0.0328
[48 empty] | 0.0327 | 325 | 0.0327
[48 empty] | 0.0326 | 326 | 0.0326
[48 empty] | 0.0325 | 327 | 0.0325
[48 empty] | 0.0324 | 328 | 0.0324
[48 empty] | 0.0323 | 329 | 0.0323
[48 empty] | 0.0322 | 330 | 0.0322
[48 empty] | 0.0321 | 331 | 0.0321
[48 empty] | 0.032 | 332 | 0.032
[48 empty] | 0.0319 | 333 | 0.0319
[48 empty] | 0.0318 | 334 | 0.0318
[48 empty] | 0.0317 | 335 | 0.0317
[48 empty] | 0.0316 | 336 | 0.0316
[48 empty] | 0.0315 | 337 | 0.0315
[48 empty] | 0.0314 | 338 | 0.0314
[48 empty] | 0.0313 | 339 | 0.0313
[48 empty] | 0.0312 | 340 | 0.0312
[48 empty] | 0.0311 | 341 | 0.0311
[48 empty] | 0.031 | 342 | 0.031
[48 empty] | 0.0309 | 343 | 0.0309
[48 empty] | 0.0308 | 344 | 0.0308
[48 empty] | 0.0307 | 345 | 0.0307
[48 empty] | 0.0306 | 346 | 0.0306
[48 empty] | 0.0305 | 347 | 0.0305
[48 empty] | 0.0304 | 348 | 0.0304
[48 empty] | 0.0303 | 349 | 0.0303
[48 empty] | 0.0302 | 350 | 0.0302
[48 empty] | 0.0301 | 351 | 0.0301
[48 empty] | 0.03 | 352 | 0.03
[48 empty] | 0.0299 | 353 | 0.0299
[48 empty] | 0.0298 | 354 | 0.0298
[48 empty] | 0.0297 | 355 | 0.0297
[48 empty] | 0.0296 | 356 | 0.0296
[48 empty] | 0.0295 | 357 | 0.0295
[48 empty] | 0.0294 | 358 | 0.0294
[48 empty] | 0.0293 | 359 | 0.0293
[48 empty] | 0.0292 | 360 | 0.0292
[48 empty] | 0.0291 | 361 | 0.0291
[48 empty] | 0.029 | 362 | 0.029
[48 empty] | 0.0289 | 363 | 0.0289
[48 empty] | 0.0288 | 364 | 0.0288
[48 empty] | 0.0287 | 365 | 0.0287
[48 empty] | 0.0286 | 366 | 0.0286
[48 empty] | 0.0285 | 367 | 0.0285
[48 empty] | 0.0284 | 368 | 0.0284
[48 empty] | 0.0283 | 369 | 0.0283
[48 empty] | 0.0282 | 370 | 0.0282
[48 empty] | 0.0281 | 371 | 0.0281
[48 empty] | 0.028 | 372 | 0.028
[48 empty] | 0.0279 | 373 | 0.0279
[48 empty] | 0.0278 | 374 | 0.0278
[48 empty] | 0.0277 | 375 | 0.0277
[48 empty] | 0.0276 | 376 | 0.0276
[48 empty] | 0.0275 | 377 | 0.0275
[48 empty] | 0.0274 | 378 | 0.0274
[48 empty] | 0.0273 | 379 | 0.0273
[48 empty] | 0.0272 | 380 | 0.0272
[48 empty] | 0.0271 | 381 | 0.0271
[48 empty] | 0.027 | 382 | 0.027
[48 empty] | 0.0269 | 383 | 0.0269
[48 empty] | 0.0268 | 384 | 0.0268
[48 empty] | 0.0267 | 385 | 0.0267
[48 empty] | 0.0266 | 386 | 0.0266
[48 empty] | 0.0265 | 387 | 0.0265
[48 empty] | 0.0264 | 388 | 0.0264
[48 empty] | 0.0263 | 389 | 0.0263
[48 empty] | 0.0262 | 390 | 0.0262
[48 empty] | 0.0261 | 391 | 0.0261
[48 empty] | 0.026 | 392 | 0.026
[48 empty] | 0.0259 | 393 | 0.0259
[48 empty] | 0.0258 | 394 | 0.0258
[48 empty] | 0.0257 | 395 | 0.0257
[48 empty] | 0.0256 | 396 | 0.0256
[48 empty] | 0.0255 | 397 | 0.0255
[48 empty] | 0.0254 | 398 | 0.0254
[48 empty] | 0.0253 | 399 | 0.0253
[48 empty] | 0.0252 | 400 | 0.0252
[48 empty] | 0.0251 | 401 | 0.0251
[48 empty] | 0.025 | 402 | 0.025
[48 empty] | 0.0249 | 403 | 0.0249
[48 empty] | 0.0248 | 404 | 0.0248
[48 empty] | 0.0247 | 405 | 0.0247
[48 empty] | 0.0246 | 406 | 0.0246
[48 empty] | 0.0245 | 407 | 0.0245
[48 empty] | 0.0244 | 408 | 0.0244
[48 empty] | 0.0243 | 409 | 0.0243
[48 empty] | 0.0242 | 410 | 0.0242
[48 empty] | 0.0241 | 411 | 0.0241
[48 empty] | 0.024 | 412 | 0.024
[48 empty] | 0.0239 | 413 | 0.0239
[48 empty] | 0.0238 | 414 | 0.0238
[48 empty] | 0.0237 | 415 | 0.0237
[48 empty] | 0.0236 | 416 | 0.0236
[48 empty] | 0.0235 | 417 | 0.0235
[48 empty] | 0.0234 | 418 | 0.0234
[48 empty] | 0.0233 | 419 | 0.0233
[48 empty] | 0.0232 | 420 | 0.0232
[48 empty] | 0.0231 | 421 | 0.0231
[48 empty] | 0.023 | 422 | 0.023
[48 empty] | 0.0229 | 423 | 0.0229
[48 empty] | 0.0228 | 424 | 0.0228
[48 empty] | 0.0227 | 425 | 0.0227
[48 empty] | 0.0226 | 426 | 0.0226
[48 empty] | 0.0225 | 427 | 0.0225
[48 empty] | 0.0224 | 428 | 0.0224
[48 empty] | 0.0223 | 429 | 0.0223
[48 empty] | 0.0222 | 430 | 0.0222
[48 empty] | 0.0221 | 431 | 0.0221
[48 empty] | 0.022 | 432 | 0.022
[48 empty] | 0.0219 | 433 | 0.0219
[48 empty] | 0.0218 | 434 | 0.0218
[48 empty] | 0.0217 | 435 | 0.0217
[48 empty] | 0.0216 | 436 | 0.0216
[48 empty] | 0.0215 | 437 | 0.0215
[48 empty] | 0.0214 | 438 | 0.0214
[48 empty] | 0.0213 | 439 | 0.0213
[48 empty] | 0.0212 | 440 | 0.0212
[48 empty] | 0.0211 | 441 | 0.0211
[48 empty] | 0.021 | 442 | 0.021
[48 empty] | 0.0209 | 443 | 0.0209
[48 empty] | 0.0208 | 444 | 0.0208
[48 empty] | 0.0207 | 445 | 0.0207
[48 empty] | 0.0206 | 446 | 0.0206
[48 empty] | 0.0205 | 447 | 0.0205
[48 empty] | 0.0204 | 448 | 0.0204
[48 empty] | 0.0203 | 449 | 0.0203
[48 empty] | 0.0202 | 450 | 0.0202
[48 empty] | 0.0201 | 451 | 0.0201
[48 empty] | 0.02 | 452 | 0.02
Note on BT4: PC version: Can be copied and pasted (select then triple click) into conductivity drop-down box below Web version: Can be copied and pasted into conductivity entry box Mac version: Can't use copy and paste
Note on BR5: PC version: Can be copied and pasted (select then triple click) into R-value drop-down box below Web version: Can be copied and pasted into R-value entry box Mac version: Can't use copy and paste
Note on BM8: R 2.5 zones 1 - 3 R 2.8 zone 4 R 3.0 zones 5 & 6
Note on BR8: 1 joist 90 mm 2 joist 140 mm 3 joist 190 mm 4 joist 290 mm 5 I-beam 225 mm
Note on BX8: 1 600 2 550 3 500 4 450 5 400
Note on BR10: 0.0200 - 0.0650 steps 0.0001
Note on BX10: 1.0 - 7.2 steps 0.1
Note on BM11: 1.0 - 7.2 steps 0.1
Note on BR12: 0 Un-lined 1 Lined

## Slab floors
|  | 56 | 20 |  | 10100101101010101010 |  |  | paqg | paqg | paqg |  |  |  | 101001011010101010100000 | 101001011010101010100000 |  | 56 | [11 empty] | 1.1593 | 1.46 | 1.4656 |  | coeffs 1 & 5 | 0.26617 | preim & no topper |  |  |  | 2 |  |  | 1 |  |  | 1 |  |  | 5 |  |  | 6 |  |  | 41 |  |  | 49 |  |  | 45 |  | FALSE | #VALUE! |  | Thermal resistance of slab-on-ground floor (m2K/W) | [5 empty] | paqg |  |  |  | www.branz.co.nz/terms-conditions/ |  |  |  |  | v2_7 | Web | 2025-11-27 16:49
1 | A | 41 | 6 | 101001 | 10100101101010101010 | 101001 | 41 | p | 6 | paqg | p | FALSE | 41 | 101001 | 101001011010101010100000 | 101001 | 41 | Cntrl7 |  |  | < A/P 1.6 |  |  |  | >= A/P 1.6 | [13 empty] | 3 |  |  | 2 |  |  | 2 |  |  | 3 |  |  | 4 |  |  | 6 |  |  | 6 |  |  | 6 |  | TRUE | [14 empty] | #VALUE! |  | #VALUE!
2 | B | 6 | 4 | 0110 | 01101010101010 | 011010 | 26 | a | 4 | aqg | a | FALSE | 26 | 011010 | 011010101010100000 | 0110 | 6 | Cntrl4 |  |  | x^3 | x^2 | x | c | x^3 | x^2 | x | c |  |  | mv | raft | under | thick | full | perim |  |  | 6 |  |  | 3 |  |  | 3 |  |  | 6 |  |  | 9 |  |  | 56 |  |  | 51 |  |  | 56 |  | FALSE | Wall type |  |  | 1 | other than masonry veneer |  |  |  |  | Wall depth (mm) |  | 5 | 90 +
3 | C | 5 | 3 | 101 | 10101010 | 101010 | 42 | q | 3 | qg | q | FALSE | 42 | 101010 | 10101010100000 | 101 | 5 | Cntrl6 |  | 90 | -0.22112 | 0.61763 | -0.20302 | 0.40801 | 0.00027058 | -0.0044997 | 0.31687 | 0.26326 |  |  | 0 | 1 | 0 | 0 | 0 | 1 | [25 empty] | FALSE
4 | D | 1 | 2 | 01 | 10 | 100000 | 32 | g | 2 | g | g | FALSE | 32 | 100000 | 01010100000 | 01 | 1 | Cntrl1 |  | 135 | -0.1897 | 0.50819 | -0.064515 | 0.36849 | 0.00028614 | -0.00474 | 0.32628 | 0.27832 |  |  | 0 | 5 | 0 | 0 | 0 | 8 | [25 empty] | FALSE | Topper insulating layer |  |  | 0 | none |  |  |  |  | Area-Perim. fraction |  | 2 | 2
5 | E | 1 | 2 | 01 |  |  |  |  | 2 | [5 empty] | 010100000 | 01 | 1 | Cntrl2 | f | 180 | -0.14913 | 0.38997 | 0.045132 | 0.35628 | 0.00029829 | -0.004927 | 0.33475 | 0.29238 |  |  |  | 6 |  |  | 6 | 14 | [25 empty] | FALSE | [20 empty] | 10 | 4.5922
6 | F | 2 | 3 | 010 |  |  |  |  | 3 | [5 empty] | 0100000 | 010 | 2 | Cntrl3 |  | 250 | -0.12494 | 0.35519 | 0.046228 | 0.38107 | 0.00031783 | -0.0052352 | 0.34694 | 0.31197 | [33 empty] | FALSE | Vertical edge insulation |  |  | 1 | R 1.0 m^2.K/W |  |  |  |  | Floor R-value (m2.K/W) |  | 1.4656 | [8 empty] | 9.5 | 4.3857
7 | G | [18 empty] | 300 | -0.16574 | 0.45623 | -0.0033307 | 0.39404 | 0.00033156 | -0.0054534 | 0.355 | 0.32469 |  |  | 14 | d | Waffle pod, non-mv, perim insulation | [14 empty] | >90 | 90 | [33 empty] | 9 | 4.1837
8 | H | [18 empty] | 90 | -0.16794 | -0.0016468 | 0.99073 | 0.090068 | -0.00030842 | 0.0078798 | 0.25669 | 0.54526 |  |  | 6 | b | Waffle pod, non-mv, no insulation | [14 empty] | FALSE | TRUE | [12 empty] | FALSE | Floor type & underslab insulation style |  |  | 6 | Concrete raft foundation | [15 empty] | 8.5 | 3.9853
9 | I | [18 empty] | 135 | 0.19329 | -1.1615 | 2.1099 | -0.16077 | -0.00032082 | 0.0082966 | 0.26308 | 0.5822 |  |  | 6 | b | Waffle pod, non-mv, no insulation | [14 empty] | index | [23 empty] | no insulation | 1.1593 |  | no perim. Insulation | 1.1593 | [6 empty] | 8 | 3.7901
10 | J | [17 empty] | j | 180 | 0.24363 | -1.3618 | 2.321 | -0.14617 | -0.00033534 | 0.0087273 | 0.26872 | 0.61676 | [19 empty] | 0 |  |  | FALSE | [20 empty] | difference | 0.30631 |  | difference | 0.30631 | [6 empty] | 7.5 | 3.5973
11 | K | [18 empty] | 250 | 0.66493 | -2.6967 | 3.6026 | -0.44471 | -0.00033716 | 0.0089643 | 0.27851 | 0.65955 |  | 1 | f | Std, non-mv, no insulation | [6 empty] | under | inner | [10 empty] | 0 | [11 empty] | Target floor thermal resistance (m2.K/W) |  |  | Wall depth (mm) from outer edge of slab to edge of internal floor | [16 empty] | 7 | 3.4065
12 | L | [18 empty] | 300 | 0.59317 | -2.5055 | 3.4122 | -0.3023 | -0.00031925 | 0.0087149 | 0.28693 | 0.67885 |  | 2 | j | Std, non-mv, 1.2m x 50mm edge | [6 empty] | 0 | 0 | [10 empty] | slab | raft | [12 empty] | A/P fraction | 90 + | 140 + | 180 + | 250 + | 300 + | A/P fraction | 90 + | 140 + | 180 + | 250 + | 300 + | [6 empty] | 6.5 | 3.2169
13 | M | [18 empty] | 90 | 0.26215 | -0.93363 | 1.5818 | -0.080307 | 0.0010112 | -0.019935 | 0.46833 | 0.44269 |  | 3 | n | Std, non-mv, full 50mm under slab | [5 empty] | 1 | 3 |  |  | 2 | 0 |  | 1 | 0 |  | 6 | 90 |  | 4 | TRUE |  | 7 |  |  | 5 | 0.01 |  | 8 | [5 empty] | 90 ≤ | 140 ≤ | 180 ≤ | 250 ≤ | 300 ≤ |  | 90 ≤ | 140 ≤ | 180 ≤ | 250 ≤ | 300 ≤ | [6 empty] | 6 | 3.028
14 | N | [18 empty] | 135 | 0.19792 | -0.75536 | 1.4421 | 0.032557 | 0.001043 | -0.020347 | 0.48084 | 0.50699 |  | 4 | l | Std, non-mv, 1.2m x 100mm edge | [5 empty] | 3 | 3 | R 1.0 m^2.K/W | 2 | 2 | none | 2 | 2 | other than masonry veneer | 6 | 6 | 90 + | 7 | 7 | Concrete raft foundation | 42 | 42 | 2 | 50 | 50 | 1 % | 46 | 46 | 1.5 |  |  |  |  | < 140 | < 180 | < 250 | < 300 |  |  | < 140 | < 180 | < 250 | < 300 | [7 empty] | 5.5 | 2.8391
15 | O | [17 empty] | n | 180 | 0.059606 | -0.34335 | 1.0843 | 0.20053 | 0.0010632 | -0.020509 | 0.49069 | 0.57418 |  | 5 | p | Std, non-mv, full 100mm under slab | [6 empty] | 1 |  |  | 1 |  |  | 1 |  |  | 1 |  |  | 1 |  |  | 1 |  |  | 1 | 50 % |  | 1 | 6.0 |  | 1.5 | 1.5 | 3.3 | 1.9926 | 2.0125 | 2.0331 | 2.0661 | 2.0898 | 10 | 4.5922 | 4.6389 | 4.6863 | 4.7609 | 4.8141 | [6 empty] | 5 | 2.6496
16 | P | [18 empty] | 250 | 0.15856 | -0.64067 | 1.3857 | 0.1938 | 0.001071 | -0.020258 | 0.50059 | 0.67915 |  | 6 | b | Waffle pod, non-mv, no insulation | [6 empty] | 2 | none |  | 2 | none |  | 2 | other than masonry veneer |  | 2 | 300 + |  | 2 | Slab floor without insulation |  | 2 | 10 | 10 | 2 | 49 % |  | 2 | 5.9 |  |  |  | 3.2 | 1.953 | 1.9724 | 1.9926 | 2.0249 | 2.0481 | 9.5 | 4.3857 | 4.4303 | 4.4755 | 4.5467 | 4.5974 | [6 empty] | 4.9 | 2.6115
17 | Q | [18 empty] | 300 | 0.14352 | -0.6504 | 1.4701 | 0.22232 | 0.0010662 | -0.019898 | 0.5051 | 0.74653 |  | 7 | b1 | Waffle pod, non-mv, 50mm under-raft | [6 empty] | 3 | R 1.0 m^2.K/W |  | 3 | R 1.0 m2.K/W topper |  | 3 | Masonry veneer |  | 3 | 250 + |  | 3 | Slab floor with 1.2m wide strip of R1.2 underslab |  | 3 | 9.5 | 9.5 | 3 | 48 % |  | 3 | 5.8 |  |  |  | 3.1 | 1.9132 | 1.9322 | 1.952 | 1.9835 | 2.0063 | 9 | 4.1837 | 4.2261 | 4.2693 | 4.3372 | 4.3856 | [6 empty] | 4.8 | 2.5735
18 | R | [18 empty] | 90 | 0.087384 | -1.0493 | 2.2987 | -0.29525 | -0.00054903 | 0.012908 | 0.22919 | 0.64053 |  | 8 | d1 | Waffle pod, non-mv, 100mm under-raft | [6 empty] | 4 | R1 edge & under foundation | [7 empty] | 4 | 180 + |  | 4 | Slab floor with full cover R1.2 underslab |  | 4 | 9 | 9 | 4 | 47 % |  | 4 | 5.7 |  |  |  | 3 | 1.8733 | 1.8919 | 1.9112 | 1.9421 | 1.9643 | 8.5 | 3.9853 | 4.0257 | 4.0669 | 4.1316 | 4.1777 | [6 empty] | 4.7 | 2.5353
19 | S | [18 empty] | 135 | 0.40509 | -1.9931 | 3.0967 | -0.40038 | -0.00058293 | 0.013776 | 0.23307 | 0.68671 |  | 9 | h | Std, non-mv, perim insulation | [6 empty] | 5 | R1 edge & under foundation | [7 empty] | 5 | 140 + |  | 5 | Slab floor with 1.2m wide strip of R2.4 underslab |  | 5 | 8.5 | 8.5 | 5 | 46 % |  | 5 | 5.6 |  |  |  | 2.9 | 1.8333 | 1.8514 | 1.8702 | 1.9004 | 1.9222 | 8 | 3.7901 | 3.8285 | 3.8677 | 3.9294 | 3.9733 | [6 empty] | 4.6 | 2.4971
20 | T | [17 empty] | l | 180 | 0.38368 | -1.8503 | 2.8049 | -0.15866 | -0.00060633 | 0.014422 | 0.23756 | 0.72818 |  | 10 | r | Std, non-mv, perim, 1.2m x 50mm edge | [6 empty] | 6 | R1 edge, under, & inner vert. | [7 empty] | 6 | 90 + |  | 6 | Slab floor with full cover R2.4 underslab |  | 6 | 8 | 8 | 6 | 45 % |  | 6 | 5.5 |  |  |  | 2.8 | 1.7931 | 1.8107 | 1.8291 | 1.8586 | 1.8799 | 7.5 | 3.5973 | 3.6339 | 3.6712 | 3.7298 | 3.7716 | [6 empty] | 4.5 | 2.4589
21 | U | [18 empty] | 250 | 0.63889 | -2.5851 | 3.3965 | -0.20146 | -0.00061952 | 0.014924 | 0.24609 | 0.77962 |  | 11 | v | Std, non-mv, perim, full 50mm under slab | [18 empty] | 7 | Concrete raft foundation |  | 7 | 7.5 | 7.5 | 7 | 44 % |  | 7 | 5.4 |  |  |  | 2.7 | 1.7528 | 1.7699 | 1.7878 | 1.8166 | 1.8374 | 7 | 3.4065 | 3.4412 | 3.4765 | 3.5322 | 3.5719 | [6 empty] | 4.4 | 2.4205
22 | V | [18 empty] | 300 | 0.65336 | -2.5737 | 3.2391 | -0.00094524 | -0.00060308 | 0.014713 | 0.25454 | 0.80197 |  | 12 | t | Std, non-mv, perim, 1.2m x 100mm edge | [18 empty] | 8 | Concrete raft full cover R1.2 underslab |  | 8 | 7 | 7 | 8 | 43 % |  | 8 | 5.3 |  |  |  | 2.6 | 1.7123 | 1.7289 | 1.7464 | 1.7744 | 1.7947 | 6.5 | 3.2169 | 3.2497 | 3.2832 | 3.3359 | 3.3735 |  | 1.1593 |  |  |  |  | 4.3 | 2.3821
23 | W | [18 empty] | 90 | 0.090278 | -0.43274 | 1.2672 | 0.016171 | 0.0016962 | -0.036189 | 0.62191 | 0.40974 |  | 13 | x | Std, non-mv, perim, full 100mm under slab | [18 empty] | 9 | Concrete raft full cover R2.4 underslab |  | 9 | 6.5 | 6.5 | 9 | 42 % |  | 9 | 5.2 |  |  |  | 2.5 | 1.6716 | 1.6878 | 1.7048 | 1.7321 | 1.7519 | 6 | 3.028 | 3.0589 | 3.0905 | 3.1402 | 3.1758 | [6 empty] | 4.2 | 2.3436
24 | X | [18 empty] | 135 | 0.2066 | -0.79851 | 1.6691 | -0.048907 | 0.0018236 | -0.038564 | 0.64865 | 0.49245 |  | 14 | d | Waffle pod, non-mv, perim insulation | [21 empty] | 10 | 6 | 6 | 10 | 41 % |  | 10 | 5.1 |  |  |  | 2.4 | 1.6308 | 1.6465 | 1.6629 | 1.6895 | 1.7088 | 5.5 | 2.8391 | 2.8681 | 2.8977 | 2.9445 | 2.978 |  | 0 | 1 % |  |  |  | 4.1 | 2.305
25 | Y | [17 empty] | p | 180 | 0.32407 | -1.1498 | 2.0277 | -0.08519 | 0.0019348 | -0.04055 | 0.67126 | 0.58469 |  | 15 | f1 | Waffle pod, non-mv, perim, 50mm under-raft | [14 empty] | 1 | [6 empty] | 11 | 5.5 | 5.5 | 11 | 40 % |  | 11 | 5.0 |  |  |  | 2.3 | 1.5898 | 1.6049 | 1.6209 | 1.6468 | 1.6655 | 5 | 2.6496 | 2.6766 | 2.7043 | 2.7481 | 2.7795 | [6 empty] | 4 | 2.2663
26 | Z | [18 empty] | 250 | 0.23669 | -0.913 | 1.8951 | 0.069626 | 0.0020586 | -0.042537 | 0.69588 | 0.74099 |  | 16 | h1 | Waffle pod, non-mv, perim, 100mm under-raft | [7 empty] | coeffs 2 3 4 | 0 | 1 | 2 | 3 | 4 |  | coeffs 2 3 4 | 0 | 1 | 2 | 3 | 4 |  | 12 | 5 | 5 | 12 | 39 % |  | 12 | 4.9 |  |  |  | 2.2 | 1.5486 | 1.5632 | 1.5787 | 1.6038 | 1.6221 | 4.9 | 2.6115 | 2.6382 | 2.6655 | 2.7087 | 2.7396 |  | 1.46 |  |  |  |  | 3.9 | 2.2276
27 | a | [18 empty] | 300 | -0.093171 | -0.040972 | 1.25 | 0.34727 | 0.0021103 | -0.043194 | 0.70637 | 0.84976 |  | 17 | e | Std, mv, no insulation | [6 empty] | 10 | 0 | 4.5922 | 4.6389 | 4.6863 | 4.7609 | 4.8141 | 10 | 0 | 3.8554 | 3.9648 | 4.0641 | 4.2028 | 4.2927 |  | 13 | 4.9 | 4.9 | 13 | 38 % |  | 13 | 4.8 |  |  |  | 2.1 | 1.5072 | 1.5214 | 1.5364 | 1.5607 | 1.5784 | 4.8 | 2.5735 | 2.5997 | 2.6267 | 2.6692 | 2.6997 | [6 empty] | 3.8 | 2.1887
28 | b | [18 empty] | 90 | -0.032697 | 0.006002 | 0.5152 | 0.28682 | 0.00068729 | -0.012822 | 0.40565 | 0.39381 |  | 18 | i | Std, mv, 1.2m x 50mm edge | [6 empty] | 9.5 | 0 | 4.3857 | 4.4303 | 4.4755 | 4.5467 | 4.5974 | 9.5 | 0 | 3.6795 | 3.7843 | 3.8793 | 4.0121 | 4.0982 |  | 14 | 4.8 | 4.8 | 14 | 37 % |  | 14 | 4.7 |  |  |  | 2 | 1.4656 | 1.4793 | 1.4938 | 1.5173 | 1.5345 | 4.7 | 2.5353 | 2.5612 | 2.5877 | 2.6297 | 2.6597 | [6 empty] | 3.7 | 2.1497
29 | c | [18 empty] | 135 | 0.03588 | -0.20278 | 0.72733 | 0.23908 | 0.00071224 | -0.013236 | 0.41589 | 0.41727 |  | 19 | m | Std, mv, full 50mm under slab | [6 empty] | 9 | 0 | 4.1837 | 4.2261 | 4.2693 | 4.3372 | 4.3856 | 9 | 0 | 3.5071 | 3.6074 | 3.6983 | 3.8253 | 3.9077 |  | 15 | 4.7 | 4.7 | 15 | 36 % |  | 15 | 4.6 |  |  |  | 1.9 | 1.4239 | 1.437 | 1.451 | 1.4738 | 1.4904 | 4.6 | 2.4971 | 2.5226 | 2.5487 | 2.5901 | 2.6196 | [6 empty] | 3.6 | 2.1106
30 | d | [17 empty] | b | 180 | 0.11806 | -0.44226 | 0.94944 | 0.19383 | 0.00073637 | -0.013637 | 0.42532 | 0.43825 |  | 20 | k | Std, mv, 1.2m x 100mm edge | [6 empty] | 8.5 | 0 | 3.9853 | 4.0257 | 4.0669 | 4.1316 | 4.1777 | 8.5 | 0 | 3.3375 | 3.4334 | 3.5204 | 3.6419 | 3.7207 |  | 16 | 4.6 | 4.6 | 16 | 35 % |  | 16 | 4.5 |  |  |  | 1.8 | 1.3819 | 1.3945 | 1.4079 | 1.43 | 1.4461 | 4.5 | 2.4589 | 2.4839 | 2.5096 | 2.5504 | 2.5795 | [6 empty] | 3.5 | 2.0714
31 | e | [18 empty] | 250 | 0.14988 | -0.50823 | 0.99797 | 0.20127 | 0.0007712 | -0.014228 | 0.43875 | 0.4669 |  | 21 | o | Std, mv, full 100mm under slab | [6 empty] | 8 | 0 | 3.7901 | 3.8285 | 3.8677 | 3.9294 | 3.9733 | 8 | 0 | 3.1703 | 3.2619 | 3.345 | 3.4611 | 3.5364 |  | 17 | 4.5 | 4.5 | 17 | 34 % |  | 17 | 4.4 |  |  |  | 1.7 | 1.3397 | 1.3518 | 1.3647 | 1.3859 | 1.4015 | 4.4 | 2.4205 | 2.4452 | 2.4705 | 2.5106 | 2.5393 | [6 empty] | 3.4 | 2.032
32 | f | [18 empty] | 300 | 0.21065 | -0.68532 | 1.1622 | 0.17302 | 0.00079501 | -0.014636 | 0.44764 | 0.48493 |  | 22 | a | Waffle pod, mv, no insulation | [6 empty] | 7.5 | 0 | 3.5973 | 3.6339 | 3.6712 | 3.7298 | 3.7716 | 7.5 | 0 | 3.0049 | 3.0924 | 3.1717 | 3.2825 | 3.3543 |  | 18 | 4.4 | 4.4 | 18 | 33 % |  | 18 | 4.3 |  |  |  | 1.6 | 1.2973 | 1.3088 | 1.3213 | 1.3417 | 1.3567 | 4.3 | 2.3821 | 2.4063 | 2.4312 | 2.4707 | 2.499 | [6 empty] | 3.3 | 1.9926
33 | g | [18 empty] | 90 | 0.002722 | -0.056518 | 0.70646 | 0.30747 | 0.002722 | -0.056518 | 0.70646 | 0.30747 |  | 23 | a1 | Waffle pod, mv, 50mm under-raft | [6 empty] | 7 | 0 | 3.4065 | 3.4412 | 3.4765 | 3.5322 | 3.5719 | 7 | 0 | 2.8408 | 2.9242 | 2.9998 | 3.1055 | 3.1739 |  | 19 | 4.3 | 4.3 | 19 | 32 % |  | 19 | 4.2 |  |  |  | 1.5 | 1.2488 | 1.2539 | 1.2587 | 1.2655 | 1.2722 | 4.2 | 2.3436 | 2.3674 | 2.3919 | 2.4308 | 2.4586 | [6 empty] | 3.2 | 1.953
34 | h |  |  |  | Slab floors | [14 empty] | 135 | 0.0028723 | -0.05946 | 0.73095 | 0.33035 | 0.0028723 | -0.05946 | 0.73095 | 0.33035 |  | 24 | c1 | Waffle pod, mv, 100mm under-raft | [6 empty] | 6.5 | 0 | 3.2169 | 3.2497 | 3.2832 | 3.3359 | 3.3735 | 6.5 | 0 | 2.6775 | 2.7569 | 2.8289 | 2.9294 | 2.9945 |  | 20 | 4.2 | 4.2 | 20 | 31 % |  | 20 | 4.1 |  |  |  | 1.4 | 1.2194 | 1.2208 | 1.2215 | 1.2199 | 1.2218 | 4.1 | 2.305 | 2.3284 | 2.3525 | 2.3907 | 2.4181 | [6 empty] | 3.1 | 1.9132
35 | i |  |  |  | reference | paqg | [12 empty] | b1 | 180 | 0.0029731 | -0.061445 | 0.74765 | 0.34469 | 0.0029731 | -0.061445 | 0.74765 | 0.34469 |  | 25 | g | Std, mv, perim insulation | [6 empty] | 6 | 0 | 3.028 | 3.0589 | 3.0905 | 3.1402 | 3.1758 | 6 | 0 | 2.5146 | 2.59 | 2.6583 | 2.7537 | 2.8156 |  | 21 | 4.1 | 4.1 | 21 | 30 % |  | 21 | 4.0 |  |  |  | 1.3 | 1.1825 | 1.1819 | 1.1809 | 1.1751 | 1.1744 | 4 | 2.2663 | 2.2893 | 2.313 | 2.3505 | 2.3775 | [6 empty] | 3 | 1.8733
36 | j |  |  |  | Wall type | other than masonry veneer | [13 empty] | 250 | 0.0031153 | -0.064243 | 0.77112 | 0.36512 | 0.0031153 | -0.064243 | 0.77112 | 0.36512 |  | 26 | q | Std, mv, perim, 1.2m x 50mm edge | [6 empty] | 5.5 | 0 | 2.8391 | 2.8681 | 2.8977 | 2.9445 | 2.978 | 5.5 | 0 | 2.3514 | 2.4228 | 2.4875 | 2.5779 | 2.6365 |  | 22 | 4 | 4 | 22 | 29 % |  | 22 | 3.9 |  |  |  | 1.2 | 1.1396 | 1.1384 | 1.1373 | 1.1305 | 1.1289 | 3.9 | 2.2276 | 2.2501 | 2.2734 | 2.3103 | 2.3367 | [6 empty] | 2.9 | 1.8333
37 | k |  |  |  | Topper insulating layer | none | [13 empty] | 300 | 0.0032211 | -0.066331 | 0.78872 | 0.38011 | 0.0032211 | -0.066331 | 0.78872 | 0.38011 |  | 27 | u | Std, mv, perim, full 50mm under slab | [6 empty] | 5 | 0 | 2.6496 | 2.6766 | 2.7043 | 2.7481 | 2.7795 | 5 | 0 | 2.1874 | 2.2548 | 2.316 | 2.4013 | 2.4566 |  | 23 | 3.9 | 3.9 | 23 | 28 % |  | 23 | 3.8 |  |  |  | 1.1 | 1.0923 | 1.0912 | 1.091 | 1.0854 | 1.084 | 3.8 | 2.1887 | 2.2108 | 2.2336 | 2.2699 | 2.2959 | [6 empty] | 2.8 | 1.7931
38 | l |  |  |  | Vertical edge insulation | R 1.0 m^2.K/W | [13 empty] | 90 | 0.0032699 | -0.070519 | 0.8514 | 0.23979 | 0.0032699 | -0.070519 | 0.8514 | 0.23979 |  | 28 | s | Std, mv, perim, 1.2m x 100mm edge | [6 empty] | 4.9 | 0 | 2.6115 | 2.6382 | 2.6655 | 2.7087 | 2.7396 | 4.9 | 0 | 2.1545 | 2.2211 | 2.2815 | 2.3659 | 2.4205 |  | 24 | 3.8 | 3.8 | 24 | 27 % |  | 24 | 3.7 |  |  |  | 1 | 1.0419 | 1.0416 | 1.0423 | 1.0391 | 1.0387 | 3.7 | 2.1497 | 2.1714 | 2.1938 | 2.2294 | 2.2549 | [6 empty] | 2.7 | 1.7528
39 | m |  |  |  | Floor type & underslab insulation style | Concrete raft foundation | [13 empty] | 135 | 0.0034756 | -0.074678 | 0.88493 | 0.25952 | 0.0034756 | -0.074678 | 0.88493 | 0.25952 |  | 29 | w | Std, mv, perim, full 100mm under slab | [6 empty] | 4.8 | 0 | 2.5735 | 2.5997 | 2.6267 | 2.6692 | 2.6997 | 4.8 | 0 | 2.1215 | 2.1874 | 2.247 | 2.3304 | 2.3843 |  | 25 | 3.7 | 3.7 | 25 | 26 % |  | 25 | 3.6 |  |  |  | 0.9 | 0.99009 | 0.99055 | 0.99153 | 0.99109 | 0.99168 | 3.6 | 2.1106 | 2.1318 | 2.1538 | 2.1888 | 2.2139 | [6 empty] | 2.6 | 1.7123
40 | n |  |  |  | Wall depth (mm) | 90 + | [12 empty] | d1 | 180 | 0.0036119 | -0.077437 | 0.90733 | 0.27188 | 0.0036119 | -0.077437 | 0.90733 | 0.27188 |  | 30 | c | Waffle pod, mv, perim insulation | [6 empty] | 4.7 | 0 | 2.5353 | 2.5612 | 2.5877 | 2.6297 | 2.6597 | 4.7 | 0 | 2.0885 | 2.1535 | 2.2124 | 2.2948 | 2.3481 |  | 26 | 3.6 | 3.6 | 26 | 25 % |  | 26 | 3.5 |  |  |  | 0.8 | 0.93825 | 0.93923 | 0.93903 | 0.94062 | 0.94192 | 3.5 | 2.0714 | 2.0922 | 2.1137 | 2.148 | 2.1726 | [6 empty] | 2.5 | 1.6716
41 | o |  |  |  | Area-Perim. fraction | 2 | [13 empty] | 250 | 0.003803 | -0.081305 | 0.93865 | 0.28967 | 0.003803 | -0.081305 | 0.93865 | 0.28967 |  | 31 | e1 | Waffle pod, mv, perim, 50mm under-raft | [6 empty] | 4.6 | 0 | 2.4971 | 2.5226 | 2.5487 | 2.5901 | 2.6196 | 4.6 | 0 | 2.0554 | 2.1196 | 2.1778 | 2.2591 | 2.3118 |  | 27 | 3.5 | 3.5 | 27 | 24 % |  | 27 | 3.4 |  |  |  | 0.7 | 0.88789 | 0.88873 | 0.88513 | 0.88709 | 0.8882 | 3.4 | 2.032 | 2.0524 | 2.0735 | 2.1071 | 2.1313 | [6 empty] | 2.4 | 1.6308
42 | p |  |  |  | Floor R-value (m2.K/W) | 1.4656 | [13 empty] | 300 | 0.0039439 | -0.084163 | 0.96192 | 0.30266 | 0.0039439 | -0.084163 | 0.96192 | 0.30266 |  | 32 | g1 | Waffle pod, mv, perim, 100mm under-raft | [6 empty] | 4.5 | 0 | 2.4589 | 2.4839 | 2.5096 | 2.5504 | 2.5795 | 4.5 | 0 | 2.0222 | 2.0856 | 2.1431 | 2.2234 | 2.2754 |  | 28 | 3.4 | 3.4 | 28 | 23 % |  | 28 | 3.3 |  |  |  | 0.6 | 0.84051 | 0.84015 | 0.83016 | 0.82984 | 0.82937 | 3.3 | 1.9926 | 2.0125 | 2.0331 | 2.0661 | 2.0898 | [6 empty] | 2.3 | 1.5898
43 | q | [18 empty] | 90 | -0.16534 | 0.44612 | 0.031693 | 0.45557 | 0.00034554 | -0.0054569 | 0.37516 | 0.38665 | [10 empty] | 4.4 | 0 | 2.4205 | 2.4452 | 2.4705 | 2.5106 | 2.5393 | 4.4 | 0 | 1.989 | 2.0516 | 2.1084 | 2.1876 | 2.2389 |  | 29 | 3.3 | 3.3 | 29 | 22 % |  | 29 | 3.2 | [21 empty] | 2.2 | 1.5486
44 | r | [18 empty] | 135 | -0.090046 | 0.22671 | 0.23519 | 0.39579 | 0.00035898 | -0.0057008 | 0.38078 | 0.39139 | d | Waffle pod, non-mv, perim insulation | [8 empty] | 4.3 | 0 | 2.3821 | 2.4063 | 2.4312 | 2.4707 | 2.499 | 4.3 | 0 | 1.9557 | 2.0175 | 2.0735 | 2.1517 | 2.2024 |  | 30 | 3.2 | 3.2 | 30 | 21 % |  | 30 | 3.1 | [21 empty] | 2.1 | 1.5072
45 | s | [17 empty] | h | 180 | -0.014525 | 0.0066171 | 0.43931 | 0.33582 | 0.00037161 | -0.0059333 | 0.38633 | 0.39622 |  | < A/P 1.6 |  |  |  | >= A/P 1.6 |  |  |  |  | 4.2 | 0 | 2.3436 | 2.3674 | 2.3919 | 2.4308 | 2.4586 | 4.2 | 0 | 1.9223 | 1.9833 | 2.0386 | 2.1158 | 2.1657 |  | 31 | 3.1 | 3.1 | 31 | 20 % |  | 31 | 3.0 |  | H1/AS1 5th ed. Schedule method minimum R 1.5 in climate | [19 empty] | 2 | 1.4656
46 | t | [18 empty] | 250 | 0.10243 | -0.33423 | 0.75543 | 0.24295 | 0.00039 | -0.0062644 | 0.39466 | 0.40414 | 1 | x^3 | x^2 | x | c | x^3 | x^2 | x | c |  | 4.1 | 0 | 2.305 | 2.3284 | 2.3525 | 2.3907 | 2.4181 | 4.1 | 0 | 1.8888 | 1.949 | 2.0036 | 2.0797 | 2.129 |  | 32 | 3 | 3 | 32 | 19 % |  | 32 | 2.9 |  | zones 1-4, R 1.6 in zone 5 and R 1.7 in zone 6 | [19 empty] | 1.9 | 1.4239
47 | u | [18 empty] | 300 | 0.18576 | -0.57708 | 0.98066 | 0.17678 | 0.00040228 | -0.0064898 | 0.40052 | 0.40976 | 90 | -0.24884 | 0.67163 | -0.0833 | 0.70245 | 0.00082431 | -0.014778 | 0.46595 | 0.58626 |  | 4 | 0 | 2.2663 | 2.2893 | 2.313 | 2.3505 | 2.3775 | 4 | 0 | 1.8552 | 1.9146 | 1.9685 | 2.0436 | 2.0922 |  | 33 | 2.9 | 2.9 | 33 | 18 % |  | 33 | 2.8 |  | For heated floors R 2.5 in zones 1-3, R 2.8 zone 4, | [19 empty] | 1.8 | 1.3819
48 | v | [18 empty] | 90 | -0.0069444 | -0.75655 | 2.033 | -0.038914 | -0.00048431 | 0.012207 | 0.27714 | 0.76115 | 135 | -0.18345 | 0.48105 | 0.093449 | 0.65053 | 0.00084585 | -0.015212 | 0.47262 | 0.58811 |  | 3.9 | 0 | 2.2276 | 2.2501 | 2.2734 | 2.3103 | 2.3367 | 3.9 | 0 | 1.8216 | 1.8802 | 1.9332 | 2.0073 | 2.0553 |  | 34 | 2.8 | 2.8 | 34 | 17 % |  | 34 | 2.7 |  | & R 3.0 in zones 5 & 6. | [19 empty] | 1.7 | 1.3397
49 | w | [18 empty] | 135 | 0.36169 | -1.9023 | 3.108 | -0.31163 | -0.0004688 | 0.011991 | 0.28333 | 0.77611 | 180 | -0.054977 | 0.062004 | 0.53891 | 0.49637 | 0.00086537 | -0.015602 | 0.47899 | 0.59127 |  | 3.8 | 0 | 2.1887 | 2.2108 | 2.2336 | 2.2699 | 2.2959 | 3.8 | 0 | 1.7878 | 1.8456 | 1.8979 | 1.971 | 2.0182 |  | 35 | 2.7 | 2.7 | 35 | 16 % |  | 35 | 2.6 | [21 empty] | 1.6 | 1.2973
50 | x | [17 empty] | r | 180 | 0.64583 | -2.7661 | 3.8902 | -0.49326 | -0.00045438 | 0.011789 | 0.28938 | 0.79069 | 250 | 0.10764 | -0.4119 | 0.97129 | 0.3721 | 0.00089462 | -0.016173 | 0.48859 | 0.59769 |  | 3.7 | 0 | 2.1497 | 2.1714 | 2.1938 | 2.2294 | 2.2549 | 3.7 | 0 | 1.754 | 1.8109 | 1.8625 | 1.9345 | 1.9811 |  | 36 | 2.6 | 2.6 | 36 | 15 % |  | 36 | 2.5 |  | Verical edge insulation assumed to be R 1.0 installed vertically against | [19 empty] | 1.5 | 1.2488
51 | y | [18 empty] | 250 | 1.0203 | -3.8483 | 4.7969 | -0.67385 | -0.0004197 | 0.011211 | 0.3 | 0.80691 | 300 | 0.19329 | -0.66151 | 1.2028 | 0.30409 | 0.00091473 | -0.016557 | 0.4952 | 0.60303 |  | 3.6 | 0 | 2.1106 | 2.1318 | 2.1538 | 2.1888 | 2.2139 | 3.6 | 0 | 1.72 | 1.7762 | 1.827 | 1.898 | 1.9438 |  | 37 | 2.5 | 2.5 | 37 | 14 % |  | 37 | 2.4 |  | exterior face of wall footing. | [19 empty] | 1.4 | 1.2194
52 | z | [18 empty] | 300 | 1.1186 | -4.0636 | 4.8628 | -0.6154 | -0.00037967 | 0.010462 | 0.30926 | 0.81005 | 90 | -0.24884 | 0.67163 | -0.0833 | 0.70245 | 0.00082431 | -0.014778 | 0.46595 | 0.58626 |  | 3.5 | 0 | 2.0714 | 2.0922 | 2.1137 | 2.148 | 2.1726 | 3.5 | 0 | 1.686 | 1.7413 | 1.7914 | 1.8613 | 1.9065 |  | 38 | 2.4 | 2.4 | 38 | 13 % |  | 38 | 2.3 | [21 empty] | 1.3 | 1.1825
53 | 0 | [18 empty] | 90 | 0.36979 | -1.2741 | 2.0174 | -0.03335 | 0.0012705 | -0.02449 | 0.54804 | 0.64379 |  | #NAME? | [8 empty] | 3.4 | 0 | 2.032 | 2.0524 | 2.0735 | 2.1071 | 2.1313 | 3.4 | 0 | 1.6518 | 1.7063 | 1.7556 | 1.8245 | 1.869 |  | 39 | 2.3 | 2.3 | 39 | 12 % |  | 39 | 2.2 |  | A/P: area-to-perimeter fraction | [19 empty] | 1.2 | 1.1396
54 | 1 | [18 empty] | 135 | 0.27951 | -1.0289 | 1.8269 | 0.073764 | 0.001265 | -0.024172 | 0.55078 | 0.69713 | [10 empty] | 3.3 | 0 | 1.9926 | 2.0125 | 2.0331 | 2.0661 | 2.0898 | 3.3 | 0 | 1.6175 | 1.6712 | 1.7198 | 1.7875 | 1.8313 |  | 40 | 2.2 | 2.2 | 40 | 11 % |  | 40 | 2.1 | [21 empty] | 1.1 | 1.0923
55 | 2 | [17 empty] | v | 180 | 0.22396 | -0.86696 | 1.6768 | 0.18788 | 0.001253 | -0.0237 | 0.55227 | 0.75408 | No perimeter insulation | [9 empty] | 3.2 | 0 | 1.953 | 1.9724 | 1.9926 | 2.0249 | 2.0481 | 3.2 | 0 | 1.5831 | 1.6359 | 1.6837 | 1.7505 | 1.7936 |  | 41 | 2.1 | 2.1 | 41 | 10 % |  | 41 | 2.0 |  | Calculated using 2D finite element modelling with some initial verification using 3D FEM | [19 empty] | 1 | 1.0419
56 | 3 | [18 empty] | 250 | 0.32465 | -1.1693 | 1.9828 | 0.14978 | 0.001223 | -0.022729 | 0.55235 | 0.84283 | b | Waffle pod, non-mv, no insulation | [8 empty] | 3.1 | 0 | 1.9132 | 1.9322 | 1.952 | 1.9835 | 2.0063 | 3.1 | 0 | 1.5486 | 1.6005 | 1.6476 | 1.7133 | 1.7556 |  | 42 | 2 | 2 | 42 | 9 % |  | 42 | 1.9 |  | Does not include the effect of missing underslab insulation such as wall thickenings or support beams | [19 empty] | 0.9 | 0.99009
57 | 4 | [18 empty] | 300 | 0.22569 | -0.89881 | 1.7689 | 0.26379 | 0.0011983 | -0.022007 | 0.55181 | 0.89873 |  | < A/P 1.6 |  |  |  | >= A/P 1.6 |  |  |  |  | 3 | 0 | 1.8733 | 1.8919 | 1.9112 | 1.9421 | 1.9643 | 3 | 0 | 1.5139 | 1.565 | 1.6113 | 1.6759 | 1.7176 |  | 43 | 1.9 | 1.9 | 43 | 8 % |  | 43 | 1.8 | [21 empty] | 0.8 | 0.93825
58 | 5 | [18 empty] | 90 | 1.1157 | -4.323 | 5.5871 | -1.1031 | -0.00085312 | 0.019878 | 0.2319 | 0.8971 | 1 | x^3 | x^2 | x | c | x^3 | x^2 | x | c |  | 2.9 | 0 | 1.8333 | 1.8514 | 1.8702 | 1.9004 | 1.9222 | 2.9 | 0 | 1.4791 | 1.5294 | 1.5749 | 1.6384 | 1.6794 |  | 44 | 1.8 | 1.8 | 44 | 7 % |  | 44 | 1.7 |  | Putting insulation underneath the foundation requires specific engineering design (SED). | [19 empty] | 0.7 | 0.88789
59 | 6 | [18 empty] | 135 | 1.0718 | -4.0698 | 5.1361 | -0.82132 | -0.00083923 | 0.019711 | 0.23794 | 0.91514 | 90 | -0.032697 | 0.006002 | 0.5152 | 0.28682 | 0.00068729 | -0.012822 | 0.40565 | 0.39381 |  | 2.8 | 0 | 1.7931 | 1.8107 | 1.8291 | 1.8586 | 1.8799 | 2.8 | 0 | 1.4442 | 1.4936 | 1.5384 | 1.6008 | 1.641 |  | 45 | 1.7 | 1.7 | 45 | 6 % |  | 45 | 1.6 | [21 empty] | 0.6 | 0.84051
60 | 7 | [17 empty] | t | 180 | 1.0214 | -3.7535 | 4.5697 | -0.49235 | -0.00082079 | 0.019449 | 0.24447 | 0.93169 | 135 | 0.03588 | -0.20278 | 0.72733 | 0.23908 | 0.00071224 | -0.013236 | 0.41589 | 0.41727 |  | 2.7 | 0 | 1.7528 | 1.7699 | 1.7878 | 1.8166 | 1.8374 | 2.7 | 0 | 1.4091 | 1.4577 | 1.5017 | 1.563 | 1.6025 |  | 46 | 1.6 | 1.6 | 46 | 5 % |  | 46 | 1.5
61 | 8 | [18 empty] | 250 | 0.99306 | -3.5548 | 4.1948 | -0.25111 | -0.0007766 | 0.018708 | 0.25629 | 0.94941 | 180 | 0.11806 | -0.44226 | 0.94944 | 0.19383 | 0.00073637 | -0.013637 | 0.42532 | 0.43825 |  | 2.6 | 0 | 1.7123 | 1.7289 | 1.7464 | 1.7744 | 1.7947 | 2.6 | 0 | 1.3739 | 1.4216 | 1.4648 | 1.525 | 1.5638 |  | 47 | 1.5 | 1.5 | 47 | 4 % |  | 47 | 1.4
62 | 9 | [18 empty] | 300 | 0.88252 | -3.063 | 3.4657 | 0.12565 | -0.00072188 | 0.017679 | 0.26739 | 0.95083 | 250 | 0.14988 | -0.50823 | 0.99797 | 0.20127 | 0.0007712 | -0.014228 | 0.43875 | 0.4669 |  | 2.5 | 0 | 1.6716 | 1.6878 | 1.7048 | 1.7321 | 1.7519 | 2.5 | 0 | 1.3385 | 1.3854 | 1.4278 | 1.4869 | 1.525 |  | 48 | 1.4 | 1.4 | 48 | 3 % |  | 48 | 1.3
63 | + | [18 empty] | 90 | 0.065394 | -0.47629 | 1.591 | 0.094074 | 0.0022215 | -0.046524 | 0.74397 | 0.62632 | 300 | 0.21065 | -0.68532 | 1.1622 | 0.17302 | 0.00079501 | -0.014636 | 0.44764 | 0.48493 |  | 2.4 | 0 | 1.6308 | 1.6465 | 1.6629 | 1.6895 | 1.7088 | 2.4 | 0 | 1.303 | 1.349 | 1.3906 | 1.4486 | 1.486 |  | 49 | 1.3 | 1.3 | 49 | 2 % |  | 49 | 1.2
64 | / | [18 empty] | 135 | -0.027778 | -0.1869 | 1.3285 | 0.24749 | 0.002281 | -0.047447 | 0.75454 | 0.70461 | 90 | -0.032697 | 0.006002 | 0.5152 | 0.28682 | 0.00068729 | -0.012822 | 0.40565 | 0.39381 |  | 2.3 | 0 | 1.5898 | 1.6049 | 1.6209 | 1.6468 | 1.6655 | 2.3 | 0 | 1.2673 | 1.3125 | 1.3533 | 1.4101 | 1.4467 |  | 50 | 1.2 | 1.2 | 50 | 1 % |  | 50 | 1.1
65 | = | [17 empty] | x | 180 | -0.071759 | -0.085516 | 1.3043 | 0.30484 | 0.0023303 | -0.048107 | 0.76275 | 0.79238 |  | 1.1593 | [8 empty] | 2.2 | 0 | 1.5486 | 1.5632 | 1.5787 | 1.6038 | 1.6221 | 2.2 | 0 | 1.2315 | 1.2757 | 1.3158 | 1.3715 | 1.4074 |  | 51 | 1.1 | 1.1 | 51 | 0 % |  | 51 | 1.0
[20 empty] | 250 | 0.30382 | -1.2247 | 2.4176 | 0.054464 | 0.0023676 | -0.048287 | 0.76874 | 0.93943 | [10 empty] | 2.1 | 0 | 1.5072 | 1.5214 | 1.5364 | 1.5607 | 1.5784 | 2.1 | 0 | 1.1955 | 1.2389 | 1.2781 | 1.3327 | 1.3678 |  | 52 | 1 | 1 |  |  |  | 52 | 0.9
[20 empty] | 300 | 0.34259 | -1.3466 | 2.5563 | 0.085533 | 0.0023706 | -0.047947 | 0.76918 | 1.0392 | No insulation | [9 empty] | 2 | 0 | 1.4656 | 1.4793 | 1.4938 | 1.5173 | 1.5345 | 2 | 0 | 1.1593 | 1.2018 | 1.2402 | 1.2936 | 1.328 |  | 53 | 0.9 | 0.9 |  |  |  | 53 | 0.8
[20 empty] | 90 | -0.24884 | 0.67163 | -0.0833 | 0.70245 | 0.00082431 | -0.014778 | 0.46595 | 0.58626 | b | Waffle pod, non-mv, no insulation | [8 empty] | 1.9 | 0 | 1.4239 | 1.437 | 1.451 | 1.4738 | 1.4904 | 1.9 | 0 | 1.123 | 1.1646 | 1.2022 | 1.2544 | 1.2881 |  | 54 | 0.8 | 0.8 |  |  |  | 54 | 0.7
[20 empty] | 135 | -0.18345 | 0.48105 | 0.093449 | 0.65053 | 0.00084585 | -0.015212 | 0.47262 | 0.58811 |  | < A/P 1.6 |  |  |  | >= A/P 1.6 |  |  |  |  | 1.8 | 0 | 1.3819 | 1.3945 | 1.4079 | 1.43 | 1.4461 | 1.8 | 0 | 1.0864 | 1.1271 | 1.1639 | 1.215 | 1.2479 |  | 55 | 0.7 | 0.7 |  |  |  | 55 | 0.6
[19 empty] | d | 180 | -0.054977 | 0.062004 | 0.53891 | 0.49637 | 0.00086537 | -0.015602 | 0.47899 | 0.59127 | 1 | x^3 | x^2 | x | c | x^3 | x^2 | x | c |  | 1.7 | 0 | 1.3397 | 1.3518 | 1.3647 | 1.3859 | 1.4015 | 1.7 | 0 | 1.0497 | 1.0895 | 1.1255 | 1.1754 | 1.2075 |  | 56 | 0.6 | 0.6 |  |  |  | 56 | 0.5
[20 empty] | 250 | 0.10764 | -0.4119 | 0.97129 | 0.3721 | 0.00089462 | -0.016173 | 0.48859 | 0.59769 | 90 | -0.032697 | 0.006002 | 0.5152 | 0.28682 | 0.00068729 | -0.012822 | 0.40565 | 0.39381 |  | 1.6 | 0 | 1.2973 | 1.3088 | 1.3213 | 1.3417 | 1.3567 | 1.6 | 0 | 1.0128 | 1.0517 | 1.0869 | 1.1356 | 1.1669
[20 empty] | 300 | 0.19329 | -0.66151 | 1.2028 | 0.30409 | 0.00091473 | -0.016557 | 0.4952 | 0.60303 | 135 | 0.03588 | -0.20278 | 0.72733 | 0.23908 | 0.00071224 | -0.013236 | 0.41589 | 0.41727 |  | 1.5 | 0 | 1.2488 | 1.2539 | 1.2587 | 1.2655 | 1.2722 | 1.5 | 0 | 0.96277 | 0.99493 | 1.0213 | 1.0606 | 1.0853
[20 empty] | 90 | 0.0036168 | -0.073618 | 0.84054 | 0.49181 | 0.0036168 | -0.073618 | 0.84054 | 0.49181 | 180 | 0.11806 | -0.44226 | 0.94944 | 0.19383 | 0.00073637 | -0.013637 | 0.42532 | 0.43825 |  | 1.4 | 0 | 1.2194 | 1.2208 | 1.2215 | 1.2199 | 1.2218 | 1.4 | 0 | 0.93014 | 0.95836 | 0.98016 | 1.0136 | 1.0349
[20 empty] | 135 | 0.003662 | -0.074611 | 0.85046 | 0.48186 | 0.003662 | -0.074611 | 0.85046 | 0.48186 | 250 | 0.14988 | -0.50823 | 0.99797 | 0.20127 | 0.0007712 | -0.014228 | 0.43875 | 0.4669 |  | 1.3 | 0 | 1.1825 | 1.1819 | 1.1809 | 1.1751 | 1.1744 | 1.3 | 0 | 0.89488 | 0.92075 | 0.94005 | 0.96901 | 0.9885
[19 empty] | f1 | 180 | 0.0037244 | -0.075911 | 0.86239 | 0.48202 | 0.0037244 | -0.075911 | 0.86239 | 0.48202 | 300 | 0.21065 | -0.68532 | 1.1622 | 0.17302 | 0.00079501 | -0.014636 | 0.44764 | 0.48493 |  | 1.2 | 0 | 1.1396 | 1.1384 | 1.1373 | 1.1305 | 1.1289 | 1.2 | 0 | 0.8572 | 0.88188 | 0.9003 | 0.92598 | 0.94481
[20 empty] | 250 | 0.0037762 | -0.077036 | 0.8736 | 0.47786 | 0.0037762 | -0.077036 | 0.8736 | 0.47786 | 90 | -0.032697 | 0.006002 | 0.5152 | 0.28682 | 0.00068729 | -0.012822 | 0.40565 | 0.39381 |  | 1.1 | 0 | 1.0923 | 1.0912 | 1.091 | 1.0854 | 1.084 | 1.1 | 0 | 0.81728 | 0.84154 | 0.86021 | 0.88357 | 0.90259
[20 empty] | 300 | 0.0038205 | -0.077982 | 0.88291 | 0.47737 | 0.0038205 | -0.077982 | 0.88291 | 0.47737 |  | 1.1593 | [8 empty] | 1 | 0 | 1.0419 | 1.0416 | 1.0423 | 1.0391 | 1.0387 | 1 | 0 | 0.77532 | 0.79952 | 0.81907 | 0.84089 | 0.86056
[20 empty] | 90 | 0.0046695 | -0.097316 | 1.0374 | 0.46138 | 0.0046695 | -0.097316 | 1.0374 | 0.46138 | [10 empty] | 0.9 | 0 | 0.99009 | 0.99055 | 0.99153 | 0.99109 | 0.99168 | 0.9 | 0 | 0.73152 | 0.75559 | 0.77616 | 0.79704 | 0.81746
[20 empty] | 135 | 0.004769 | -0.099319 | 1.0536 | 0.46947 | 0.004769 | -0.099319 | 1.0536 | 0.46947 | [10 empty] | 0.8 | 0 | 0.93825 | 0.93923 | 0.93903 | 0.94062 | 0.94192 | 0.8 | 0 | 0.68608 | 0.70954 | 0.73078 | 0.75112 | 0.77203
[19 empty] | h1 | 180 | 0.0048375 | -0.10072 | 1.0653 | 0.4747 | 0.0048375 | -0.10072 | 1.0653 | 0.4747 | [10 empty] | 0.7 | 0 | 0.88789 | 0.88873 | 0.88513 | 0.88709 | 0.8882 | 0.7 | 0 | 0.63918 | 0.66116 | 0.68222 | 0.70223 | 0.72301
[20 empty] | 250 | 0.0049663 | -0.10329 | 1.0855 | 0.48875 | 0.0049663 | -0.10329 | 1.0855 | 0.48875 | [10 empty] | 0.6 | 0 | 0.84051 | 0.84015 | 0.83016 | 0.82984 | 0.82937 | 0.6 | 0 | 0.59104 | 0.61023 | 0.62978 | 0.64946 | 0.66913
[20 empty] | 300 | 0.0050699 | -0.10535 | 1.1017 | 0.50018 | 0.0050699 | -0.10535 | 1.1017 | 0.50018
[20 empty] | 90 | 0.29144 | -0.88504 | 1.202 | -0.0054162 | 0.00031056 | -0.0051013 | 0.34407 | 0.31012 | [10 empty] | 1.8 | 0 | 1.3819 | 1.3945 | 1.4079 | 1.43 | 1.4461 | 1.8 | 0 | 1.0864 | 1.1271 | 1.1639 | 1.215 | 1.2479 | 0 | 0 | 0 | 0 | 0 | 0 | 0 | 0 | 0 | 0
[20 empty] | 135 | 0.21863 | -0.63716 | 0.94094 | 0.096392 | 0.00032345 | -0.0053103 | 0.35122 | 0.32075 | [10 empty] | 1.7 | 0 | 1.3397 | 1.3518 | 1.3647 | 1.3859 | 1.4015 | 1.7 | 0 | 1.0497 | 1.0895 | 1.1255 | 1.1754 | 1.2075 | 0 | 0 | 0 | 0 | 0 | 0 | 0 | 0 | 0 | 0
[19 empty] | e | 180 | 0.28102 | -0.86361 | 1.2078 | 0.014712 | 0.00033538 | -0.0055043 | 0.3581 | 0.33108 | [10 empty] | 1.6 | 0 | 1.2973 | 1.3088 | 1.3213 | 1.3417 | 1.3567 | 1.6 | 0 | 1.0128 | 1.0517 | 1.0869 | 1.1356 | 1.1669 | 0 | 0 | 0 | 0 | 0 | 0 | 0 | 0 | 0 | 0
[20 empty] | 250 | 0.21516 | -0.6449 | 0.99227 | 0.09972 | 0.00035333 | -0.0057966 | 0.36826 | 0.34634 | [10 empty] | 1.5 | 0 | 1.2488 | 1.2539 | 1.2587 | 1.2655 | 1.2722 | 1.5 | 0 | 0.96277 | 0.99493 | 1.0213 | 1.0606 | 1.0853 | 0 | 0 | 0 | 0 | 0 | 0 | 0 | 0 | 0 | 0
[20 empty] | 300 | 0.27679 | -0.86916 | 1.2571 | 0.018638 | 0.00036597 | -0.0060044 | 0.3752 | 0.35651 | [10 empty] | 1.4 | 0 | 1.2194 | 1.2208 | 1.2215 | 1.2199 | 1.2218 | 1.4 | 0 | 0.93014 | 0.95836 | 0.98016 | 1.0136 | 1.0349 | 0 | 0 | 0 | 0 | 0 | 0 | 0 | 0 | 0 | 0
[20 empty] | 90 | 0.56887 | -2.3811 | 3.3429 | -0.46614 | -0.00036376 | 0.0094223 | 0.27158 | 0.64983 | [10 empty] | 1.3 | 0 | 1.1825 | 1.1819 | 1.1809 | 1.1751 | 1.1744 | 1.3 | 0 | 0.89488 | 0.92075 | 0.94005 | 0.96901 | 0.9885 | 0 | 0 | 0 | 0 | 0 | 0 | 0 | 0 | 0 | 0
[20 empty] | 135 | 0.72164 | -2.8441 | 3.7523 | -0.52517 | -0.00036445 | 0.0095452 | 0.27747 | 0.67471 | [10 empty] | 1.2 | 0 | 1.1396 | 1.1384 | 1.1373 | 1.1305 | 1.1289 | 1.2 | 0 | 0.8572 | 0.88188 | 0.9003 | 0.92598 | 0.94481 | 0 | 0 | 0 | 0 | 0 | 0 | 0 | 0 | 0 | 0
[19 empty] | i | 180 | 0.83507 | -3.139 | 3.9303 | -0.48952 | -0.0003537 | 0.0094371 | 0.28421 | 0.69432 | [10 empty] | 1.1 | 0 | 1.0923 | 1.0912 | 1.091 | 1.0854 | 1.084 | 1.1 | 0 | 0.81728 | 0.84154 | 0.86021 | 0.88357 | 0.90259 | 0 | 0 | 0 | 0 | 0 | 0 | 0 | 0 | 0 | 0
[20 empty] | 250 | 0.9838 | -3.5903 | 4.3287 | -0.54533 | -0.0003111 | 0.0087026 | 0.29702 | 0.71037 | [10 empty] | 1 | 0 | 1.0419 | 1.0416 | 1.0423 | 1.0391 | 1.0387 | 1 | 0 | 0.77532 | 0.79952 | 0.81907 | 0.84089 | 0.86056 | 0 | 0 | 0 | 0 | 0 | 0 | 0 | 0 | 0 | 0
[20 empty] | 300 | 1.1007 | -3.931 | 4.5804 | -0.53644 | -0.00026821 | 0.0078928 | 0.30729 | 0.71319 | [10 empty] | 0.9 | 0 | 0.99009 | 0.99055 | 0.99153 | 0.99109 | 0.99168 | 0.9 | 0 | 0.73152 | 0.75559 | 0.77616 | 0.79704 | 0.81746 | 0 | 0 | 0 | 0 | 0 | 0 | 0 | 0 | 0 | 0
[20 empty] | 90 | 0.38773 | -1.3264 | 2.0087 | -0.062738 | 0.0011018 | -0.021199 | 0.50272 | 0.60177 | [10 empty] | 0.8 | 0 | 0.93825 | 0.93923 | 0.93903 | 0.94062 | 0.94192 | 0.8 | 0 | 0.68608 | 0.70954 | 0.73078 | 0.75112 | 0.77203 | 0 | 0 | 0 | 0 | 0 | 0 | 0 | 0 | 0 | 0
[20 empty] | 135 | 0.38194 | -1.3185 | 2.027 | -0.016286 | 0.0011043 | -0.021004 | 0.50818 | 0.66567 | [10 empty] | 0.7 | 0 | 0.88789 | 0.88873 | 0.88513 | 0.88709 | 0.8882 | 0.7 | 0 | 0.63918 | 0.66116 | 0.68222 | 0.70223 | 0.72301 | 0 | 0 | 0 | 0 | 0 | 0 | 0 | 0 | 0 | 0
[19 empty] | m | 180 | 0.26157 | -0.9498 | 1.6909 | 0.14072 | 0.0010996 | -0.020658 | 0.51192 | 0.72819 | [10 empty] | 0.6 | 0 | 0.84051 | 0.84015 | 0.83016 | 0.82984 | 0.82937 | 0.6 | 0 | 0.59104 | 0.61023 | 0.62978 | 0.64946 | 0.66913 | 0 | 0 | 0 | 0 | 0 | 0 | 0 | 0 | 0 | 0
[20 empty] | 250 | 0.36806 | -1.269 | 2.0127 | 0.098029 | 0.0010855 | -0.020044 | 0.51602 | 0.81256
[20 empty] | 300 | 0.33912 | -1.2294 | 2.0327 | 0.13886 | 0.0010753 | -0.019648 | 0.51859 | 0.8624 | [15 empty] | no topper |  |  | nmv | [7 empty] | mv
[20 empty] | 90 | 1.0885 | -4.1723 | 5.2422 | -0.95636 | -0.00066146 | 0.015651 | 0.23685 | 0.76861 | [18 empty] | none |  | perimeter |  | perim & footing |  | perim, foot, inner |  | none |  | perimeter |  | perim & footing |  | perim, foot, inner
[20 empty] | 135 | 0.87095 | -3.3061 | 4.1291 | -0.46473 | -0.00066545 | 0.015875 | 0.24227 | 0.79823 | [18 empty] | m. | xc | m. | xc | m. | xc | m. | xc | m. | xc | m. | xc | m. | xc | m. | xc
[19 empty] | k | 180 | 0.75984 | -2.7858 | 3.368 | -0.09164 | -0.00065384 | 0.015772 | 0.24913 | 0.82086 | [15 empty] | 1 | none |  | 0 | 0 | 0.1743 | 0.5021 | 0.0298 | 0.3495 | 0.0079 | 0.4414 | 0 | 0 | 0.058 | 0.5314 | 0.0122 | 0.3657 | 0.0238 | 0.521
[20 empty] | 250 | 0.60648 | -2.1425 | 2.4928 | 0.32499 | -0.00060241 | 0.014872 | 0.26327 | 0.83759 | [15 empty] | 2 | 1.2m underslab |  | 0 | 0 | 0.2098 | 0.3969 | 0.033 | 0.2373 | 0.0422 | -0.805 | 0 | 0 | 0.0605 | 0.4476 | 0.0124 | 0.2473 | 0.0025 | 0.9829
[20 empty] | 300 | 0.39294 | -1.3237 | 1.4549 | 0.77941 | -0.00054102 | 0.013707 | 0.27578 | 0.83716 | [15 empty] | 3 | underslab |  | 0 | 0 | 0.2975 | 0.3589 | 0.0524 | 0.1858 | 0.0875 | -0.373 | 0 | 0 | 0.0816 | 0.4021 | 0.0208 | 0.1613 | 0.0032 | 0.545
[20 empty] | 90 | 0.075231 | -0.46032 | 1.4694 | 0.1184 | 0.0020087 | -0.042008 | 0.68872 | 0.614 | [15 empty] | 4 | 1.2m x2 underslab |  | 0 | 0 | 0.2264 | 0.3546 | 0.0353 | 0.1913 | 0.0788 | -1.081 | 0 | 0 | 0.0617 | 0.4161 | 0.0125 | 0.2154 | 0.0008 | 1.1687
[20 empty] | 135 | 0.053819 | -0.4247 | 1.499 | 0.18269 | 0.002083 | -0.04319 | 0.70316 | 0.70935 | [15 empty] | 5 | x2 underslab |  | 0 | 0 | 0.386 | 0.3503 | 0.0714 | 0.1765 | 0.1796 | -0.266 | 0 | 0 | 0.0991 | 0.3813 | 0.0287 | 0.1279 | 0.0383 | -0.944
[19 empty] | o | 180 | -0.027199 | -0.21538 | 1.3747 | 0.28945 | 0.002135 | -0.043895 | 0.71334 | 0.80775 | [15 empty] | 6 | none |  | 0 | 0 | 0.2063 | 0.3676 | 0.0695 | 0.208 | 0 | 0 | 0 | 0 | 0.048 | 0.4097 | 0.0099 | 0.3027 | 0 | 0
[20 empty] | 250 | 0.16609 | -0.79653 | 1.9578 | 0.20655 | 0.0021766 | -0.044204 | 0.72211 | 0.95092 | [15 empty] | 7 | underpod |  | 0 | 0 | 0.3289 | 0.3162 | 0.2911 | -0.0003 | 0 | 0 | 0 | 0 | 0.074 | 0.3227 | 0.0577 | -0.238 | 0 | 0
[20 empty] | 300 | 0.028935 | -0.42361 | 1.6746 | 0.36274 | 0.0021886 | -0.044103 | 0.72537 | 1.0403 | [15 empty] | 8 | 2x underpod |  | 0 | 0 | 0.3934 | 0.344 | 0.4476 | 0.0066 | 0 | 0 | 0 | 0 | 0.09 | 0.3211 | 0.0988 | -0.169 | 0 | 0
[20 empty] | 90 | -0.01331 | -0.032639 | 0.55688 | 0.43085 | 0.00074278 | -0.01354 | 0.43947 | 0.52458
[20 empty] | 135 | -0.06713 | 0.15992 | 0.34713 | 0.51759 | 0.00076051 | -0.013844 | 0.44641 | 0.53916 | [18 empty] | nmv
[19 empty] | a | 180 | -0.064236 | 0.13363 | 0.40852 | 0.50072 | 0.0007769 | -0.014122 | 0.45314 | 0.5539 | [18 empty] | none |  | perimeter |  | perim & footing |  | perim, foot, inner
[20 empty] | 250 | 0.030093 | -0.14127 | 0.66348 | 0.44582 | 0.00080386 | -0.01458 | 0.46336 | 0.57538 | [18 empty] | m. | xc | m. | xc | m. | xc | m. | xc
[20 empty] | 300 | -0.025463 | 0.047421 | 0.46868 | 0.5275 | 0.00082171 | -0.014887 | 0.47033 | 0.58967 | [15 empty] | 1 | none |  | 0 | 0 | 0.1743 | 0.5021 | 0.0298 | 0.3495 | 0.0079 | 0.4414
[20 empty] | 90 | 0.0034949 | -0.070739 | 0.81175 | 0.52583 | 0.0034949 | -0.070739 | 0.81175 | 0.52583 | [15 empty] | 2 | 1.2m underslab |  | 0 | 0 | 0.2098 | 0.3969 | 0.033 | 0.2373 | 0.0422 | -0.805
[20 empty] | 135 | 0.0035732 | -0.072291 | 0.82479 | 0.53486 | 0.0035732 | -0.072291 | 0.82479 | 0.53486 | [15 empty] | 3 | underslab |  | 0 | 0 | 0.2975 | 0.3589 | 0.0524 | 0.1858 | 0.0875 | -0.373
[19 empty] | a1 | 180 | 0.0036313 | -0.073446 | 0.83458 | 0.54061 | 0.0036313 | -0.073446 | 0.83458 | 0.54061 | [15 empty] | 4 | 1.2m x2 underslab |  | 0 | 0 | 0.2264 | 0.3546 | 0.0353 | 0.1913 | 0.0788 | -1.081
[20 empty] | 250 | 0.0037255 | -0.075288 | 0.84992 | 0.55552 | 0.0037255 | -0.075288 | 0.84992 | 0.55552 | [15 empty] | 5 | x2 underslab |  | 0 | 0 | 0.386 | 0.3503 | 0.0714 | 0.1765 | 0.1796 | -0.266
[20 empty] | 300 | 0.0038014 | -0.076772 | 0.86227 | 0.56756 | 0.0038014 | -0.076772 | 0.86227 | 0.56756 | [15 empty] | 6 | none |  | 0 | 0 | 0.2063 | 0.3676 | 0.0695 | 0.208 | 0 | 0
[20 empty] | 90 | 0.0046475 | -0.097661 | 1.0537 | 0.40652 | 0.0046475 | -0.097661 | 1.0537 | 0.40652 | [15 empty] | 7 | underpod |  | 0 | 0 | 0.3289 | 0.3162 | 0.2911 | -0.0003 | 0 | 0
[20 empty] | 135 | 0.0046545 | -0.097971 | 1.0602 | 0.39596 | 0.0046545 | -0.097971 | 1.0602 | 0.39596 | [15 empty] | 8 | 2x underpod |  | 0 | 0 | 0.3934 | 0.344 | 0.4476 | 0.0066 | 0 | 0
[19 empty] | c1 | 180 | 0.0047087 | -0.099169 | 1.0721 | 0.39533 | 0.0047087 | -0.099169 | 1.0721 | 0.39533 | [15 empty] | 6 | none |  | 0 | 0 | 0.2063 | 0.3676 | 0.0695 | 0.208 | 0 | 0
[20 empty] | 250 | 0.0047394 | -0.099935 | 1.0818 | 0.39051 | 0.0047394 | -0.099935 | 1.0818 | 0.39051 | [18 empty] | m. | xc | m. | xc | m. | xc | m. | xc
[20 empty] | 300 | 0.0047747 | -0.10075 | 1.0908 | 0.38942 | 0.0047747 | -0.10075 | 1.0908 | 0.38942 | [18 empty] | 0 | 0 | 0.2063 | 0.3676 | 0 | 0 | 0 | 0
[20 empty] | 90 | 0.125 | -0.38214 | 0.74857 | 0.19131 | 0.0003482 | -0.0056718 | 0.36785 | 0.35109 | [20 empty] | coef_m1 | coef_c1 | coef_m2 | coef_c2 | coef_m3 | coef_c3
[20 empty] | 135 | 0.087905 | -0.28297 | 0.68224 | 0.21263 | 0.00036076 | -0.0058831 | 0.37406 | 0.35935 | [15 empty] | Topper Insulation |  |  | nmv | [7 empty] | mv
[19 empty] | g | 180 | -0.0092593 | 0.026984 | 0.37497 | 0.32735 | 0.00037198 | -0.0060714 | 0.38004 | 0.36754 | [18 empty] | none |  | perimeter |  | perim & footing |  | perim, foot, inner |  | none |  | perimeter |  | perim & footing |  | perim, foot, inner
[20 empty] | 250 | 0.081481 | -0.2821 | 0.71845 | 0.22316 | 0.00038913 | -0.0063588 | 0.389 | 0.37976 | [18 empty] | m. | xc | m. | xc | m. | xc | m. | xc | m. | xc | m. | xc | m. | xc | m. | xc
[20 empty] | 300 | 0.125 | -0.45357 | 0.93429 | 0.15646 | 0.00040078 | -0.006559 | 0.39521 | 0.38794
[20 empty] | 90 | 0.57292 | -2.4911 | 3.5842 | -0.50179 | -0.00038786 | 0.010149 | 0.28442 | 0.71145 | [15 empty] | 1 | none |  | 0.0724 | 1 | 0.0494 | 1 | 0.0458 | 1 | 0.0454 | 1 | 0.0621 | 1 | 0.0551 | 1 | 0.0529 | 1 | 0.0508 | 1
[20 empty] | 135 | 0.63484 | -2.6447 | 3.6498 | -0.43653 | -0.00038128 | 0.010119 | 0.29019 | 0.73139 | [15 empty] | 2 | 1.2m underslab |  | 1.027 | 0.0571 | 1.0311 | 0.0091 | 1.0316 | 0.0033 | 1.0256 | 0.0023 | 1.011 | 0.0334 | 1.0158 | 0.0215 | 1.0165 | 0.0191 | 1.0142 | 0.0246
[19 empty] | q | 180 | 0.79977 | -3.1254 | 4.0313 | -0.46578 | -0.0003662 | 0.0099073 | 0.2967 | 0.74654 | [15 empty] | 3 | underslab |  | 1.0734 | 0.153 | 1.0554 | 0.0898 | 1.0502 | 0.0818 | 1.0195 | 0.0832 | 1.044 | 0.1132 | 1.0437 | 0.0977 | 1.0418 | 0.0948 | 1.0353 | 0.1019
[20 empty] | 250 | 0.90741 | -3.4569 | 4.3187 | -0.48896 | -0.00031628 | 0.0090017 | 0.30954 | 0.75617 | [15 empty] | 4 | 1.2m x2 underslab |  | 1.0657 | 0.0334 | 1.0688 | -0.015 | 1.0693 | -0.02 | 1.0656 | -0.024 | 1.0429 | 0.0101 | 1.0479 | -0.001 | 1.0486 | -0.004 | 1.0457 | 0.0011
[20 empty] | 300 | 1.0006 | -3.7285 | 4.5062 | -0.46123 | -0.00026974 | 0.0080981 | 0.31985 | 0.75511 | [15 empty] | 5 | x2 underslab |  | 1.1976 | 0.1756 | 1.1682 | 0.0999 | 1.1597 | 0.0897 | 1.1062 | 0.0849 | 1.1533 | 0.1213 | 1.1506 | 0.1041 | 1.147 | 0.1005 | 1.1313 | 0.107
[20 empty] | 90 | 0.32986 | -1.1577 | 1.9023 | 0.013214 | 0.0011923 | -0.022827 | 0.53116 | 0.66114 | [15 empty] | 6 | none |  | 0.0623 | 1 | 0.0415 | 1 | 0.0358 | 1 | 0.0358 | 1 | 0.0463 | 1 | 0.0423 | 1 | 0.041 | 1 | 0.041 | 1
[20 empty] | 135 | 0.37384 | -1.3306 | 2.1194 | -0.0038524 | 0.001185 | -0.022435 | 0.53408 | 0.72316 | [15 empty] | 7 | underpod |  | 1.1453 | 0.1778 | 1.1129 | 0.1121 | 1.0453 | 0.0843 | 1.0453 | 0.0843 | 1.0914 | 0.1207 | 1.0874 | 0.1078 | 1.0707 | 0.1063 | 1.0707 | 0.1063
[19 empty] | u | 180 | 0.31481 | -1.1675 | 1.9938 | 0.084876 | 0.0011721 | -0.02193 | 0.53572 | 0.78317 | [15 empty] | 8 | 2x underpod |  | 1.2371 | 0.2142 | 1.2017 | 0.1401 | 1.1061 | 0.1025 | 1.1061 | 0.1025 | 1.1726 | 0.1455 | 1.1674 | 0.1306 | 1.1412 | 0.1269 | 1.1412 | 0.1269
[20 empty] | 250 | 0.41204 | -1.4597 | 2.2833 | 0.05639 | 0.0011488 | -0.021144 | 0.53742 | 0.86329
[20 empty] | 300 | 0.136 | -0.59276 | 1.4283 | 0.38715 | 0.0011339 | -0.020662 | 0.53872 | 0.91019 | [18 empty] | nmv
[20 empty] | 90 | 1.0758 | -4.1799 | 5.306 | -0.8984 | -0.00071218 | 0.01693 | 0.24546 | 0.83816 | [18 empty] | none |  | perimeter |  | perim & footing |  | perim, foot, inner
[20 empty] | 135 | 0.87905 | -3.4189 | 4.3474 | -0.47545 | -0.00070598 | 0.016936 | 0.25116 | 0.86169 | [18 empty] | m. | xc | m. | xc | m. | xc | m. | xc
[19 empty] | s | 180 | 0.75637 | -2.8561 | 3.5211 | -0.065026 | -0.00068784 | 0.01668 | 0.25811 | 0.87871 | [15 empty] | 1 | none |  | 0.0724 | 1 | 0.0494 | 1 | 0.0458 | 1 | 0.0454 | 1
[20 empty] | 250 | 0.47569 | -1.806 | 2.2375 | 0.4767 | -0.00062533 | 0.015529 | 0.27273 | 0.88762 | [15 empty] | 2 | 1.2m underslab |  | 1.027 | 0.0571 | 1.0311 | 0.0091 | 1.0316 | 0.0033 | 1.0256 | 0.0023
[20 empty] | 300 | 0.17708 | -0.69464 | 0.87149 | 1.0508 | -0.00055522 | 0.014179 | 0.28578 | 0.8822 | [15 empty] | 3 | underslab |  | 1.0734 | 0.153 | 1.0554 | 0.0898 | 1.0502 | 0.0818 | 1.0195 | 0.0832
[20 empty] | 90 | 0.19271 | -0.82946 | 1.8816 | 0.03755 | 0.0021644 | -0.04508 | 0.72731 | 0.67756 | [15 empty] | 4 | 1.2m x2 underslab |  | 1.0657 | 0.0334 | 1.0688 | -0.015 | 1.0693 | -0.02 | 1.0656 | -0.024
[20 empty] | 135 | 0.13947 | -0.70109 | 1.8252 | 0.12711 | 0.0022213 | -0.045891 | 0.73765 | 0.77282 | [15 empty] | 5 | x2 underslab |  | 1.1976 | 0.1756 | 1.1682 | 0.0999 | 1.1597 | 0.0897 | 1.1062 | 0.0849
[19 empty] | w | 180 | -0.05787 | -0.12599 | 1.3418 | 0.34381 | 0.002259 | -0.046282 | 0.74431 | 0.86994 | [15 empty] | 6 | none |  | 0.0623 | 1 | 0.0415 | 1 | 0.0358 | 1 | 0.0358 | 1
[20 empty] | 250 | 0.13079 | -0.69365 | 1.9053 | 0.26943 | 0.0022801 | -0.046162 | 0.74863 | 1.0102 | [15 empty] | 7 | underpod |  | 1.1453 | 0.1778 | 1.1129 | 0.1121 | 1.0453 | 0.0843 | 1.0453 | 0.0843 | perimeter |  |  |  | no perimeter
[20 empty] | 300 | -0.039931 | -0.25863 | 1.6099 | 0.41656 | 0.0022792 | -0.045814 | 0.74948 | 1.097 | [15 empty] | 8 | 2x underpod |  | 1.2371 | 0.2142 | 1.2017 | 0.1401 | 1.1061 | 0.1025 | 1.1061 | 0.1025 | m. | xc |  |  | m. | xc
[20 empty] | 90 | -0.15162 | 0.41508 | 0.12769 | 0.62768 | 0.00079055 | -0.01428 | 0.46057 | 0.58169 | [15 empty] | 6 | none |  | 0 | 0 | 0 | 0 | 0 | 0 | 0 | 0 | 0 | 0 |  |  | 0 | 0
[20 empty] | 135 | -0.1956 | 0.54325 | 0.015959 | 0.67775 | 0.00080905 | -0.014613 | 0.46717 | 0.59264 | [26 empty] | coef_m4 | coef_c4 |  |  | coef_m4_np | coef_c4_np
[19 empty] | c | 180 | -0.136 | 0.3249 | 0.27528 | 0.59827 | 0.00082555 | -0.014905 | 0.47343 | 0.60383 | [15 empty] | Topper insulation |  |  | nmv | [7 empty] | mv
[20 empty] | 250 | -0.15799 | 0.41577 | 0.1712 | 0.65331 | 0.00084925 | -0.015326 | 0.48271 | 0.6206 | [15 empty] | no underslab or underraft |  |  | none |  | perim |  | footing |  | inner |  | none |  | perim |  | footing |  | inner
[20 empty] | 300 | -0.17882 | 0.46756 | 0.14882 | 0.66171 | 0.00086733 | -0.015648 | 0.48924 | 0.63159 | [16 empty] | plain |  | 0.8924 |  | 0.9075 |  | 0.9162 |  | 0.916 |  | 0.9022 |  | 0.9093 |  | 0.9166 |  | 0.9177
[20 empty] | 90 | 0.003695 | -0.074559 | 0.84238 | 0.5692 | 0.003695 | -0.074559 | 0.84238 | 0.5692 | [16 empty] | pod |  | 0.9806 |  | 0.9632 |  | 0.9567 |  | 0.9567 |  | 0.9594 |  | 0.9594 |  | 0.9645 |  | 0.9645
[20 empty] | 135 | 0.0037695 | -0.076051 | 0.85507 | 0.575 | 0.0037695 | -0.076051 | 0.85507 | 0.575
[19 empty] | e1 | 180 | 0.0038215 | -0.0771 | 0.86423 | 0.57777 | 0.0038215 | -0.0771 | 0.86423 | 0.57777 | [18 empty] | nmv
[20 empty] | 250 | 0.0039048 | -0.078751 | 0.87824 | 0.58852 | 0.0039048 | -0.078751 | 0.87824 | 0.58852 | [16 empty] | plain |  | 0.8924 |  | 0.9075 |  | 0.9162 |  | 0.916 |  | perimeter |  |  |  | no perimeter
[20 empty] | 300 | 0.00397 | -0.080041 | 0.88928 | 0.59764 | 0.00397 | -0.080041 | 0.88928 | 0.59764 | [16 empty] | pod |  | 0.9806 |  | 0.9632 |  | 0.9567 |  | 0.9567 |  |  | c |  |  |  | c
[20 empty] | 90 | 0.0049767 | -0.10329 | 1.0816 | 0.5044 | 0.0049767 | -0.10329 | 1.0816 | 0.5044 | [16 empty] | pod |  | 0 |  | 0 |  | 0 |  | 0 |  |  | 0 |  |  |  | 0
[20 empty] | 135 | 0.0050622 | -0.10504 | 1.0963 | 0.50897 | 0.0050622 | -0.10504 | 1.0963 | 0.50897 | [27 empty] | coef_d4 |  |  |  | coef_d4_np
[19 empty] | g1 | 180 | 0.0051161 | -0.10618 | 1.1065 | 0.51104 | 0.0051161 | -0.10618 | 1.1065 | 0.51104
[20 empty] | 250 | 0.0052221 | -0.10832 | 1.1239 | 0.52092 | 0.0052221 | -0.10832 | 1.1239 | 0.52092 | [15 empty] | no insulation |  |  | nmv | [7 empty] | mv
[20 empty] | 300 | 0.0053073 | -0.11003 | 1.1379 | 0.5293 | 0.0053073 | -0.11003 | 1.1379 | 0.5293 | [18 empty] | m.x | c | [6 empty] | m.x | c
[45 empty] | plain |  | -0.0522 | 0.9708 | [6 empty] | -0.0463 | 0.9869
[45 empty] | pod |  | -0.0668 | 0.9539 | [6 empty] | -0.0403 | 1.0174
nmv
[47 empty] | m.x | c
[45 empty] | plain |  | -0.0522 | 0.9708
[45 empty] | pod |  | -0.0668 | 0.9539 | m.x | c
[45 empty] | pod |  | -0.0668 | 0.9539 | -0.0668 | 0.9539
[49 empty] | coef_m5 | coef_c5
Calculation uses H1/AS1 2.1.3.7 except using perimeter length instead of area to proportionally weight the (same area) 'perimeter edge insulated' and 'perimeter edge un-insulated' U-values (linear thermal transmittance).
Correction for when there is no vertical edge insulation between house and garage slabs
These tables and the ones for slab-on-ground floors in H1/AS1, are based on the assumption that the insulation is full coverage, i.e under all of the slab (underslab insulation) or along all of the perimeter (vertical or horizontal edge insulation). If the insulation is not full coverage such as when there is no vertical perimeter insulation between a house and garage a correction will need to be made to account for the extra heatloss.
m2K/W
m2K/W
Floor R-value without perimeter insulation
Fraction of total perimeter length that has no vertical edge insulation
Approximate overall floor R-value
Note on BQ3: 1 Other than masonry veneer 2 Masonry veneer
Note on BY3: 1 300+ 2 250+ 3 180+ 4 140+ 5 90+
Note on BQ5: 0 none 1 R1.0 m2.K/W
Note on BY5: 0.6 - 10 steps 0.1
Note on BQ7: 0 none 1 vert. edge R1 2 vert edge, & under foundation 3 vert edge, under, & inner vert edge
Note on BQ9: 1 slab floor without insulation 2 slab floor with 1.2m wide strip of R1.2 underslab 3 slab floor with full cover R1.2 underslab 4 slab floor with 1.2m wide strip of R2.4 underslab 5 slab floor with full cover R 2.4 underslab 6 concrete raft foundation 7 concrete raft full cover R1.2 underslab 8 concrete raft full cover R2.4 underslab
Note on BN12: R 1.5 zones 1 - 4 R 1.6 zone 5 R 1.7 zone 6 Heated Floor R 2.5 zones 1 - 3 R 2.8 zone 4 R 3.0 zones 5 & 6
Note on BN16: 0.5 - 6.0 steps 0.1
Note on CG25: 0 - 50 (%)

## Doors
[27 empty] | FALSE | #VALUE! | Thermal resistance of Doors (m2K/W) |  |  |  | www.branz.co.nz/terms-conditions/ |  | v2_7 | Web | 2025-11-27 16:49
1.46 | 0.3 | [8 empty] | 1 | 0.4164 | 1.9552 | [14 empty] | FALSE | [6 empty] | Results were derived using 3D-FEM calcuations and include combined surface coefficients of R 0.17
[12 empty] | area | [8 empty] | mm
121 | 5 | 1.198 | [5 empty] | 2000 |  | AL no tb | 0.4164 | 1.9552 |  |  |  |  | 2 |  |  |  | 18 | 0 | [5 empty] | The H1 Calculation Method requires the door area & R-value to be for the combination of door leaf and frame
[8 empty] | 860 |  | AL tb | 0.43518 | 1.9552 |  |  |  |  | 0.86
[8 empty] | 0.3 |  | Timber | 0.48732 | 1.8833 |  |  |  |  | 0.3
[10 empty] | PVC | 0.49345 | 1.9552 |  |  |  |  | 0.47
[27 empty] | FALSE | Door leaf height |  | 2000 | 2000 | mm
902 | 902 | 0.3 | 2 | 2 | Alu no thermal break | 72 | 72 | 2000 | 50 | 50 | 860
| 1 |  |  | 1 |  |  | 1 |  |  | 1
1200 | 2 | 1.2 |  | 2 | Alu no thermal break |  | 2 | 2700 |  | 2 | 1100 |  | Non thermally broken Alu | [13 empty] | FALSE | Door leaf width |  | 860 | 860 | mm
1199 | 3 | 1.199 |  | 3 | Alu with thermal break |  | 3 | 2690 |  | 3 | 1095
1198 | 4 | 1.198 |  | 4 | Timber |  | 4 | 2680 |  | 4 | 1090 |  |  | 2 |  |  | 2.2 |  |  |  | 2.4 |  |  | 2.7
1197 | 5 | 1.197 |  | 5 | PVC |  | 5 | 2670 |  | 5 | 1085 |  |  | w^2 | w | c | w^2 | w | c |  | w^2 | w | c | w^2 | w | c | FALSE | Frame type | 1 | Alu no thermal break
1196 | 6 | 1.196 |  |  |  |  | 6 | 2660 |  | 6 | 1080 |  | R^2 | 0.022839 | -0.020842 | -0.18832 | 0.018942 | -0.01154 | -0.19268 |  | 0.018169 | -0.0074752 | -0.19489 | 0.02134 | -0.0088247 | -0.19509
1195 | 7 | 1.195 |  |  |  |  | 7 | 2650 |  | 7 | 1075 |  | R | -0.21524 | 0.56803 | 0.43606 | -0.21777 | 0.5733 | 0.44026 |  | -0.22305 | 0.5832 | 0.44144 | -0.22161 | 0.58244 | 0.4481
1194 | 8 | 1.194 |  |  |  |  | 8 | 2640 |  | 8 | 1070 |  | c | 0.027557 | -0.074133 | 0.077201 | 0.027017 | -0.073688 | 0.076281 |  | 0.02763 | -0.074979 | 0.076144 | 0.029547 | -0.078423 | 0.0767 |  | Thermal resistance of door leaf
1193 | 9 | 1.193 |  |  |  |  | 9 | 2630 |  | 9 | 1065
1192 | 10 | 1.192 |  |  |  |  | 10 | 2620 |  | 10 | 1060 |  |  | R^2 | R | c | [10 empty] | FALSE | excl.surface coefficients |  | 0.3 | 0.3 | m2K/W
1191 | 11 | 1.191 |  |  |  |  | 11 | 2610 |  | 11 | 1055 |  |  | -0.0032155 | 0.012672 | 0.0011617 | 2 | 2 | 0.2 | [8 empty] | incl. surf. coeffs. R 0.17 |  | 0.47
1190 | 12 | 1.19 |  |  |  |  | 12 | 2600 |  | 12 | 1050 |  |  | 0.0033561 | 0.028007 | -0.0038361 | 0.86 |  | 0
1189 | 13 | 1.189 |  |  |  |  | 13 | 2590 |  | 13 | 1045 |  |  |  | 1 |  | 0.3 | 0.4164 |  | 0.4164 | [7 empty] | Door including surface coefficients (R 0.17) |  | 0.4164 |  | m2K/W
1188 | 14 | 1.188 |  |  |  |  | 14 | 2580 |  | 14 | 1040 |  |  | w^2 | w | c
1187 | 15 | 1.187 |  |  |  |  | 15 | 2570 |  | 15 | 1035 |  | R^2 | 0.022839 | -0.020842 | -0.18832 | 0.3 | 0.2464 | 0.2464 | -17.87%
1186 | 16 | 1.186 |  |  |  |  | 16 | 2560 |  | 16 | 1030 |  | R | -0.21524 | 0.56803 | 0.43606 |  |  | 0.2464 | -17.87% | [7 empty] | Area |  | 1.9552 |  | m2
1185 | 17 | 1.185 |  |  |  |  | 17 | 2550 |  | 17 | 1025 |  | c | 0.027557 | -0.074133 | 0.077201
1184 | 18 | 1.184 |  |  |  |  | 18 | 2540 |  | 18 | 1020 | [16 empty] | Heat transfer (= Area/R-value) |  | 4.6955 |  | W/K |  | Door area and R-value includes both leaf and frame
1183 | 19 | 1.183 |  |  |  |  | 19 | 2530 |  | 19 | 1015
1182 | 20 | 1.182 |  |  |  |  | 20 | 2520 |  | 20 | 1010 |  | Thermally broken Alu
1181 | 21 | 1.181 |  |  |  |  | 21 | 2510 |  | 21 | 1005 |  |  | 2 |  |  | 2.2 |  |  |  | 2.4 |  |  | 2.7
1180 | 22 | 1.18 |  |  |  |  | 22 | 2500 |  | 22 | 1000 |  |  | w^2 | w | c | w^2 | w | c |  | w^2 | w | c | w^2 | w | c
1179 | 23 | 1.179 |  |  |  |  | 23 | 2490 |  | 23 | 995 |  | R^2 | -0.0010079 | 0.042689 | -0.22341 | -0.0062741 | 0.054356 | -0.228 |  | -0.0076903 | 0.059661 | -0.23014 | -0.0040986 | 0.057852 | -0.22944
1178 | 24 | 1.178 |  |  |  |  | 24 | 2480 |  | 24 | 990 |  | R | -0.18739 | 0.48129 | 0.5591 | -0.1873 | 0.48112 | 0.56464 |  | -0.19013 | 0.48581 | 0.56728 | -0.19072 | 0.48676 | 0.57247
1177 | 25 | 1.177 |  |  |  |  | 25 | 2470 |  | 25 | 985 |  | c | 0.031641 | -0.082341 | 0.079139 | 0.031084 | -0.08163 | 0.077971 |  | 0.0315 | -0.082412 | 0.077521 | 0.033021 | -0.084972 | 0.077593
1176 | 26 | 1.176 |  |  |  |  | 26 | 2460 |  | 26 | 980
1175 | 27 | 1.175 |  |  |  |  | 27 | 2450 |  | 27 | 975 |  |  | R^2 | R | c
1174 | 28 | 1.174 |  |  |  |  | 28 | 2440 |  | 28 | 970 |  |  | -0.0028946 | 0.011842 | -0.0003161 | 2 | 2 | 0.2
1173 | 29 | 1.173 |  |  |  |  | 29 | 2430 |  | 29 | 965 |  |  | 0.006541 | 0.022256 | -0.0039548 | 0.86 |  | 0
1172 | 30 | 1.172 |  |  |  |  | 30 | 2420 |  | 30 | 960 |  |  |  | 1 |  | 0.3 | 0.43518 |  | 0.43518
1171 | 31 | 1.171 |  |  |  |  | 31 | 2410 |  | 31 | 955 |  |  | w^2 | w | c
1170 | 32 | 1.17 |  |  |  |  | 32 | 2400 |  | 32 | 950 |  | R^2 | -0.0010079 | 0.042689 | -0.22341 | 0.3 | 0.26518 | 0.26518 | -11.61%
1169 | 33 | 1.169 |  |  |  |  | 33 | 2390 |  | 33 | 945 |  | R | -0.18739 | 0.48129 | 0.5591 |  |  | 0.26518 | -11.61%
1168 | 34 | 1.168 |  |  |  |  | 34 | 2380 |  | 34 | 940 |  | c | 0.031641 | -0.082341 | 0.079139
1167 | 35 | 1.167 |  |  |  |  | 35 | 2370 |  | 35 | 935
1166 | 36 | 1.166 |  |  |  |  | 36 | 2360 |  | 36 | 930
1165 | 37 | 1.165 |  |  |  |  | 37 | 2350 |  | 37 | 925 |  | Timber
1164 | 38 | 1.164 |  |  |  |  | 38 | 2340 |  | 38 | 920 |  |  | 2 |  |  | 2.2 |  |  |  | 2.4 |  |  | 2.7
1163 | 39 | 1.163 |  |  |  |  | 39 | 2330 |  | 39 | 915 |  |  | w^2 | w | c | w^2 | w | c |  | w^2 | w | c | w^2 | w | c
1162 | 40 | 1.162 |  |  |  |  | 40 | 2320 |  | 40 | 910 |  | R^2 | 0.94879 | -1.5136 | 0.50193 | 0.14535 | -0.18555 | -0.032638 |  | -0.58793 | 1.1018 | -0.58203 | -0.58793 | 1.0903 | -0.57649
1161 | 41 | 1.161 |  |  |  |  | 41 | 2310 |  | 41 | 905 |  | R | -1.1753 | 1.946 | 0.23599 | -0.2153 | 0.36141 | 0.87523 |  | 0.58119 | -1.0442 | 1.4789 | 0.58119 | -1.023 | 1.4681
1160 | 42 | 1.16 |  |  |  |  | 42 | 2300 |  | 42 | 900 |  | c | 0.30365 | -0.52281 | 0.23909 | 0.051582 | -0.10688 | 0.070435 |  | -0.10649 | 0.17525 | -0.052237 | -0.10649 | 0.16611 | -0.046872
1159 | 43 | 1.159 |  |  |  |  | 43 | 2290 |  | 43 | 895
1158 | 44 | 1.158 |  |  |  |  | 44 | 2280 |  | 44 | 890 |  |  | R^2 | R | c
1157 | 45 | 1.157 |  |  |  |  | 45 | 2270 |  | 45 | 885 |  |  | -0.001925 | 0.0063162 | -0.0032822 | 2 | 2 | 0.2
1156 | 46 | 1.156 |  |  |  |  | 46 | 2260 |  | 46 | 880 |  |  | 0.011155 | -0.0018412 | -0.0019377 | 0.86 |  | 0
1155 | 47 | 1.155 |  |  |  |  | 47 | 2250 |  | 47 | 875 |  |  |  | 1 |  | 0.3 | 0.48732 |  | 0.48732
1154 | 48 | 1.154 |  |  |  |  | 48 | 2240 |  | 48 | 870 |  |  | w^2 | w | c
1153 | 49 | 1.153 |  |  |  |  | 49 | 2230 |  | 49 | 865 |  | R^2 | 0.94879 | -1.5136 | 0.50193 | 0.3 | 0.31732 | 0.31732 | 5.772%
1152 | 50 | 1.152 |  |  |  |  | 50 | 2220 |  | 50 | 860 |  | R | -1.1753 | 1.946 | 0.23599 |  |  | 0.31732 | 5.772%
1151 | 51 | 1.151 |  |  |  |  | 51 | 2210 |  | 51 | 855 |  | c | 0.30365 | -0.52281 | 0.23909
1150 | 52 | 1.15 |  |  |  |  | 52 | 2200 |  | 52 | 850
1149 | 53 | 1.149 |  |  |  |  | 53 | 2190 |  | 53 | 845
1148 | 54 | 1.148 |  |  |  |  | 54 | 2180 |  | 54 | 840 |  | PVC
1147 | 55 | 1.147 |  |  |  |  | 55 | 2170 |  | 55 | 835 |  |  | 2 |  |  | 2.2 |  |  |  | 2.4 |  |  | 2.7
1146 | 56 | 1.146 |  |  |  |  | 56 | 2160 |  | 56 | 830 |  |  | w^2 | w | c | w^2 | w | c |  | w^2 | w | c | w^2 | w | c
1145 | 57 | 1.145 |  |  |  |  | 57 | 2150 |  | 57 | 825 |  | R^2 | -0.085018 | 0.23508 | -0.26585 | -0.093468 | 0.24973 | -0.26907 |  | -0.094164 | 0.25229 | -0.26809 | -0.086285 | 0.2415 | -0.26136
1144 | 58 | 1.144 |  |  |  |  | 58 | 2140 |  | 58 | 820 |  | R | 0.0010898 | -0.017581 | 1.0514 | 0.0060286 | -0.026669 | 1.0549 |  | 0.0072339 | -0.029858 | 1.0562 | 0.0034449 | -0.025372 | 1.0545
1143 | 59 | 1.143 |  |  |  |  | 59 | 2130 |  | 59 | 815 |  | c | 0.028145 | -0.069865 | 0.062988 | 0.026981 | -0.067803 | 0.061348 |  | 0.026714 | -0.067136 | 0.060371 | 0.027904 | -0.068743 | 0.06014
1142 | 60 | 1.142 |  |  |  |  | 60 | 2120 |  | 60 | 810
1141 | 61 | 1.141 |  |  |  |  | 61 | 2110 |  | 61 | 805 |  |  | R^2 | R | c
1140 | 62 | 1.14 |  |  |  |  | 62 | 2100 |  | 62 | 800 |  |  | -0.0017338 | 0.0075729 | -0.0039336 | 2 | 2 | 0.2
1139 | 63 | 1.139 |  |  |  |  | 63 | 2090 |  | 63 | 795 |  |  | 0.012881 | 0.016539 | -0.0086344 | 0.86 |  | 0
1138 | 64 | 1.138 |  |  |  |  | 64 | 2080 |  | 64 | 790 |  |  |  | 1 |  | 0.3 | 0.49345 |  | 0.49345
1137 | 65 | 1.137 |  |  |  |  | 65 | 2070 |  | 65 | 785 |  |  | w^2 | w | c
1136 | 66 | 1.136 |  |  |  |  | 66 | 2060 |  | 66 | 780 |  | R^2 | -0.085018 | 0.23508 | -0.26585 | 0.3 | 0.32345 | 0.32345 | 7.817%
1135 | 67 | 1.135 |  |  |  |  | 67 | 2050 |  | 67 | 775 |  | R | 0.0010898 | -0.017581 | 1.0514 |  |  | 0.32345 | 7.817%
1134 | 68 | 1.134 |  |  |  |  | 68 | 2040 |  | 68 | 770 |  | c | 0.028145 | -0.069865 | 0.062988
1133 | 69 | 1.133 |  |  |  |  | 69 | 2030 |  | 69 | 765
1132 | 70 | 1.132 |  |  |  |  | 70 | 2020 |  | 70 | 760
1131 | 71 | 1.131 |  |  |  |  | 71 | 2010 |  | 71 | 755
1130 | 72 | 1.13 |  |  |  |  | 72 | 2000 |  | 72 | 750
1129 | 73 | 1.129 |  |  |  |  | 73 | 1990
1128 | 74 | 1.128 |  |  |  |  | 74 | 1980
1127 | 75 | 1.127 |  |  |  |  | 75 | 1970
1126 | 76 | 1.126 |  |  |  |  | 76 | 1960
1125 | 77 | 1.125 |  |  |  |  | 77 | 1950
1124 | 78 | 1.124 |  |  |  |  | 78 | 1940
1123 | 79 | 1.123 |  |  |  |  | 79 | 1930
1122 | 80 | 1.122 |  |  |  |  | 80 | 1920
1121 | 81 | 1.121 |  |  |  |  | 81 | 1910
1120 | 82 | 1.12 |  |  |  |  | 82 | 1900
1119 | 83 | 1.119
1118 | 84 | 1.118
1117 | 85 | 1.117
1116 | 86 | 1.116
1115 | 87 | 1.115
1114 | 88 | 1.114
1113 | 89 | 1.113
1112 | 90 | 1.112
1111 | 91 | 1.111
1110 | 92 | 1.11
1109 | 93 | 1.109
1108 | 94 | 1.108
1107 | 95 | 1.107
1106 | 96 | 1.106
1105 | 97 | 1.105
1104 | 98 | 1.104
1103 | 99 | 1.103
1102 | 100 | 1.102
1101 | 101 | 1.101
1100 | 102 | 1.1
1099 | 103 | 1.099
1098 | 104 | 1.098
1097 | 105 | 1.097
1096 | 106 | 1.096
1095 | 107 | 1.095
1094 | 108 | 1.094
1093 | 109 | 1.093
1092 | 110 | 1.092
1091 | 111 | 1.091
1090 | 112 | 1.09
1089 | 113 | 1.089
1088 | 114 | 1.088
1087 | 115 | 1.087
1086 | 116 | 1.086
1085 | 117 | 1.085
1084 | 118 | 1.084
1083 | 119 | 1.083
1082 | 120 | 1.082
1081 | 121 | 1.081
1080 | 122 | 1.08
1079 | 123 | 1.079
1078 | 124 | 1.078
1077 | 125 | 1.077
1076 | 126 | 1.076
1075 | 127 | 1.075
1074 | 128 | 1.074
1073 | 129 | 1.073
1072 | 130 | 1.072
1071 | 131 | 1.071
1070 | 132 | 1.07
1069 | 133 | 1.069
1068 | 134 | 1.068
1067 | 135 | 1.067
1066 | 136 | 1.066
1065 | 137 | 1.065
1064 | 138 | 1.064
1063 | 139 | 1.063
1062 | 140 | 1.062
1061 | 141 | 1.061
1060 | 142 | 1.06
1059 | 143 | 1.059
1058 | 144 | 1.058
1057 | 145 | 1.057
1056 | 146 | 1.056
1055 | 147 | 1.055
1054 | 148 | 1.054
1053 | 149 | 1.053
1052 | 150 | 1.052
1051 | 151 | 1.051
1050 | 152 | 1.05
1049 | 153 | 1.049
1048 | 154 | 1.048
1047 | 155 | 1.047
1046 | 156 | 1.046
1045 | 157 | 1.045
1044 | 158 | 1.044
1043 | 159 | 1.043
1042 | 160 | 1.042
1041 | 161 | 1.041
1040 | 162 | 1.04
1039 | 163 | 1.039
1038 | 164 | 1.038
1037 | 165 | 1.037
1036 | 166 | 1.036
1035 | 167 | 1.035
1034 | 168 | 1.034
1033 | 169 | 1.033
1032 | 170 | 1.032
1031 | 171 | 1.031
1030 | 172 | 1.03
1029 | 173 | 1.029
1028 | 174 | 1.028
1027 | 175 | 1.027
1026 | 176 | 1.026
1025 | 177 | 1.025
1024 | 178 | 1.024
1023 | 179 | 1.023
1022 | 180 | 1.022
1021 | 181 | 1.021
1020 | 182 | 1.02
1019 | 183 | 1.019
1018 | 184 | 1.018
1017 | 185 | 1.017
1016 | 186 | 1.016
1015 | 187 | 1.015
1014 | 188 | 1.014
1013 | 189 | 1.013
1012 | 190 | 1.012
1011 | 191 | 1.011
1010 | 192 | 1.01
1009 | 193 | 1.009
1008 | 194 | 1.008
1007 | 195 | 1.007
1006 | 196 | 1.006
1005 | 197 | 1.005
1004 | 198 | 1.004
1003 | 199 | 1.003
1002 | 200 | 1.002
1001 | 201 | 1.001
1000 | 202 | 1
999 | 203 | 0.999
998 | 204 | 0.998
997 | 205 | 0.997
996 | 206 | 0.996
995 | 207 | 0.995
994 | 208 | 0.994
993 | 209 | 0.993
992 | 210 | 0.992
991 | 211 | 0.991
990 | 212 | 0.99
989 | 213 | 0.989
988 | 214 | 0.988
987 | 215 | 0.987
986 | 216 | 0.986
985 | 217 | 0.985
984 | 218 | 0.984
983 | 219 | 0.983
982 | 220 | 0.982
981 | 221 | 0.981
980 | 222 | 0.98
979 | 223 | 0.979
978 | 224 | 0.978
977 | 225 | 0.977
976 | 226 | 0.976
975 | 227 | 0.975
974 | 228 | 0.974
973 | 229 | 0.973
972 | 230 | 0.972
971 | 231 | 0.971
970 | 232 | 0.97
969 | 233 | 0.969
968 | 234 | 0.968
967 | 235 | 0.967
966 | 236 | 0.966
965 | 237 | 0.965
964 | 238 | 0.964
963 | 239 | 0.963
962 | 240 | 0.962
961 | 241 | 0.961
960 | 242 | 0.96
959 | 243 | 0.959
958 | 244 | 0.958
957 | 245 | 0.957
956 | 246 | 0.956
955 | 247 | 0.955
954 | 248 | 0.954
953 | 249 | 0.953
952 | 250 | 0.952
951 | 251 | 0.951
950 | 252 | 0.95
949 | 253 | 0.949
948 | 254 | 0.948
947 | 255 | 0.947
946 | 256 | 0.946
945 | 257 | 0.945
944 | 258 | 0.944
943 | 259 | 0.943
942 | 260 | 0.942
941 | 261 | 0.941
940 | 262 | 0.94
939 | 263 | 0.939
938 | 264 | 0.938
937 | 265 | 0.937
936 | 266 | 0.936
935 | 267 | 0.935
934 | 268 | 0.934
933 | 269 | 0.933
932 | 270 | 0.932
931 | 271 | 0.931
930 | 272 | 0.93
929 | 273 | 0.929
928 | 274 | 0.928
927 | 275 | 0.927
926 | 276 | 0.926
925 | 277 | 0.925
924 | 278 | 0.924
923 | 279 | 0.923
922 | 280 | 0.922
921 | 281 | 0.921
920 | 282 | 0.92
919 | 283 | 0.919
918 | 284 | 0.918
917 | 285 | 0.917
916 | 286 | 0.916
915 | 287 | 0.915
914 | 288 | 0.914
913 | 289 | 0.913
912 | 290 | 0.912
911 | 291 | 0.911
910 | 292 | 0.91
909 | 293 | 0.909
908 | 294 | 0.908
907 | 295 | 0.907
906 | 296 | 0.906
905 | 297 | 0.905
904 | 298 | 0.904
903 | 299 | 0.903
902 | 300 | 0.902
901 | 301 | 0.901
900 | 302 | 0.9
899 | 303 | 0.899
898 | 304 | 0.898
897 | 305 | 0.897
896 | 306 | 0.896
895 | 307 | 0.895
894 | 308 | 0.894
893 | 309 | 0.893
892 | 310 | 0.892
891 | 311 | 0.891
890 | 312 | 0.89
889 | 313 | 0.889
888 | 314 | 0.888
887 | 315 | 0.887
886 | 316 | 0.886
885 | 317 | 0.885
884 | 318 | 0.884
883 | 319 | 0.883
882 | 320 | 0.882
881 | 321 | 0.881
880 | 322 | 0.88
879 | 323 | 0.879
878 | 324 | 0.878
877 | 325 | 0.877
876 | 326 | 0.876
875 | 327 | 0.875
874 | 328 | 0.874
873 | 329 | 0.873
872 | 330 | 0.872
871 | 331 | 0.871
870 | 332 | 0.87
869 | 333 | 0.869
868 | 334 | 0.868
867 | 335 | 0.867
866 | 336 | 0.866
865 | 337 | 0.865
864 | 338 | 0.864
863 | 339 | 0.863
862 | 340 | 0.862
861 | 341 | 0.861
860 | 342 | 0.86
859 | 343 | 0.859
858 | 344 | 0.858
857 | 345 | 0.857
856 | 346 | 0.856
855 | 347 | 0.855
854 | 348 | 0.854
853 | 349 | 0.853
852 | 350 | 0.852
851 | 351 | 0.851
850 | 352 | 0.85
849 | 353 | 0.849
848 | 354 | 0.848
847 | 355 | 0.847
846 | 356 | 0.846
845 | 357 | 0.845
844 | 358 | 0.844
843 | 359 | 0.843
842 | 360 | 0.842
841 | 361 | 0.841
840 | 362 | 0.84
839 | 363 | 0.839
838 | 364 | 0.838
837 | 365 | 0.837
836 | 366 | 0.836
835 | 367 | 0.835
834 | 368 | 0.834
833 | 369 | 0.833
832 | 370 | 0.832
831 | 371 | 0.831
830 | 372 | 0.83
829 | 373 | 0.829
828 | 374 | 0.828
827 | 375 | 0.827
826 | 376 | 0.826
825 | 377 | 0.825
824 | 378 | 0.824
823 | 379 | 0.823
822 | 380 | 0.822
821 | 381 | 0.821
820 | 382 | 0.82
819 | 383 | 0.819
818 | 384 | 0.818
817 | 385 | 0.817
816 | 386 | 0.816
815 | 387 | 0.815
814 | 388 | 0.814
813 | 389 | 0.813
812 | 390 | 0.812
811 | 391 | 0.811
810 | 392 | 0.81
809 | 393 | 0.809
808 | 394 | 0.808
807 | 395 | 0.807
806 | 396 | 0.806
805 | 397 | 0.805
804 | 398 | 0.804
803 | 399 | 0.803
802 | 400 | 0.802
801 | 401 | 0.801
800 | 402 | 0.8
799 | 403 | 0.799
798 | 404 | 0.798
797 | 405 | 0.797
796 | 406 | 0.796
795 | 407 | 0.795
794 | 408 | 0.794
793 | 409 | 0.793
792 | 410 | 0.792
791 | 411 | 0.791
790 | 412 | 0.79
789 | 413 | 0.789
788 | 414 | 0.788
787 | 415 | 0.787
786 | 416 | 0.786
785 | 417 | 0.785
784 | 418 | 0.784
783 | 419 | 0.783
782 | 420 | 0.782
781 | 421 | 0.781
780 | 422 | 0.78
779 | 423 | 0.779
778 | 424 | 0.778
777 | 425 | 0.777
776 | 426 | 0.776
775 | 427 | 0.775
774 | 428 | 0.774
773 | 429 | 0.773
772 | 430 | 0.772
771 | 431 | 0.771
770 | 432 | 0.77
769 | 433 | 0.769
768 | 434 | 0.768
767 | 435 | 0.767
766 | 436 | 0.766
765 | 437 | 0.765
764 | 438 | 0.764
763 | 439 | 0.763
762 | 440 | 0.762
761 | 441 | 0.761
760 | 442 | 0.76
759 | 443 | 0.759
758 | 444 | 0.758
757 | 445 | 0.757
756 | 446 | 0.756
755 | 447 | 0.755
754 | 448 | 0.754
753 | 449 | 0.753
752 | 450 | 0.752
751 | 451 | 0.751
750 | 452 | 0.75
749 | 453 | 0.749
748 | 454 | 0.748
747 | 455 | 0.747
746 | 456 | 0.746
745 | 457 | 0.745
744 | 458 | 0.744
743 | 459 | 0.743
742 | 460 | 0.742
741 | 461 | 0.741
740 | 462 | 0.74
739 | 463 | 0.739
738 | 464 | 0.738
737 | 465 | 0.737
736 | 466 | 0.736
735 | 467 | 0.735
734 | 468 | 0.734
733 | 469 | 0.733
732 | 470 | 0.732
731 | 471 | 0.731
730 | 472 | 0.73
729 | 473 | 0.729
728 | 474 | 0.728
727 | 475 | 0.727
726 | 476 | 0.726
725 | 477 | 0.725
724 | 478 | 0.724
723 | 479 | 0.723
722 | 480 | 0.722
721 | 481 | 0.721
720 | 482 | 0.72
719 | 483 | 0.719
718 | 484 | 0.718
717 | 485 | 0.717
716 | 486 | 0.716
715 | 487 | 0.715
714 | 488 | 0.714
713 | 489 | 0.713
712 | 490 | 0.712
711 | 491 | 0.711
710 | 492 | 0.71
709 | 493 | 0.709
708 | 494 | 0.708
707 | 495 | 0.707
706 | 496 | 0.706
705 | 497 | 0.705
704 | 498 | 0.704
703 | 499 | 0.703
702 | 500 | 0.702
701 | 501 | 0.701
700 | 502 | 0.7
699 | 503 | 0.699
698 | 504 | 0.698
697 | 505 | 0.697
696 | 506 | 0.696
695 | 507 | 0.695
694 | 508 | 0.694
693 | 509 | 0.693
692 | 510 | 0.692
691 | 511 | 0.691
690 | 512 | 0.69
689 | 513 | 0.689
688 | 514 | 0.688
687 | 515 | 0.687
686 | 516 | 0.686
685 | 517 | 0.685
684 | 518 | 0.684
683 | 519 | 0.683
682 | 520 | 0.682
681 | 521 | 0.681
680 | 522 | 0.68
679 | 523 | 0.679
678 | 524 | 0.678
677 | 525 | 0.677
676 | 526 | 0.676
675 | 527 | 0.675
674 | 528 | 0.674
673 | 529 | 0.673
672 | 530 | 0.672
671 | 531 | 0.671
670 | 532 | 0.67
669 | 533 | 0.669
668 | 534 | 0.668
667 | 535 | 0.667
666 | 536 | 0.666
665 | 537 | 0.665
664 | 538 | 0.664
663 | 539 | 0.663
662 | 540 | 0.662
661 | 541 | 0.661
660 | 542 | 0.66
659 | 543 | 0.659
658 | 544 | 0.658
657 | 545 | 0.657
656 | 546 | 0.656
655 | 547 | 0.655
654 | 548 | 0.654
653 | 549 | 0.653
652 | 550 | 0.652
651 | 551 | 0.651
650 | 552 | 0.65
649 | 553 | 0.649
648 | 554 | 0.648
647 | 555 | 0.647
646 | 556 | 0.646
645 | 557 | 0.645
644 | 558 | 0.644
643 | 559 | 0.643
642 | 560 | 0.642
641 | 561 | 0.641
640 | 562 | 0.64
639 | 563 | 0.639
638 | 564 | 0.638
637 | 565 | 0.637
636 | 566 | 0.636
635 | 567 | 0.635
634 | 568 | 0.634
633 | 569 | 0.633
632 | 570 | 0.632
631 | 571 | 0.631
630 | 572 | 0.63
629 | 573 | 0.629
628 | 574 | 0.628
627 | 575 | 0.627
626 | 576 | 0.626
625 | 577 | 0.625
624 | 578 | 0.624
623 | 579 | 0.623
622 | 580 | 0.622
621 | 581 | 0.621
620 | 582 | 0.62
619 | 583 | 0.619
618 | 584 | 0.618
617 | 585 | 0.617
616 | 586 | 0.616
615 | 587 | 0.615
614 | 588 | 0.614
613 | 589 | 0.613
612 | 590 | 0.612
611 | 591 | 0.611
610 | 592 | 0.61
609 | 593 | 0.609
608 | 594 | 0.608
607 | 595 | 0.607
606 | 596 | 0.606
605 | 597 | 0.605
604 | 598 | 0.604
603 | 599 | 0.603
602 | 600 | 0.602
601 | 601 | 0.601
600 | 602 | 0.6
599 | 603 | 0.599
598 | 604 | 0.598
597 | 605 | 0.597
596 | 606 | 0.596
595 | 607 | 0.595
594 | 608 | 0.594
593 | 609 | 0.593
592 | 610 | 0.592
591 | 611 | 0.591
590 | 612 | 0.59
589 | 613 | 0.589
588 | 614 | 0.588
587 | 615 | 0.587
586 | 616 | 0.586
585 | 617 | 0.585
584 | 618 | 0.584
583 | 619 | 0.583
582 | 620 | 0.582
581 | 621 | 0.581
580 | 622 | 0.58
579 | 623 | 0.579
578 | 624 | 0.578
577 | 625 | 0.577
576 | 626 | 0.576
575 | 627 | 0.575
574 | 628 | 0.574
573 | 629 | 0.573
572 | 630 | 0.572
571 | 631 | 0.571
570 | 632 | 0.57
569 | 633 | 0.569
568 | 634 | 0.568
567 | 635 | 0.567
566 | 636 | 0.566
565 | 637 | 0.565
564 | 638 | 0.564
563 | 639 | 0.563
562 | 640 | 0.562
561 | 641 | 0.561
560 | 642 | 0.56
559 | 643 | 0.559
558 | 644 | 0.558
557 | 645 | 0.557
556 | 646 | 0.556
555 | 647 | 0.555
554 | 648 | 0.554
553 | 649 | 0.553
552 | 650 | 0.552
551 | 651 | 0.551
550 | 652 | 0.55
549 | 653 | 0.549
548 | 654 | 0.548
547 | 655 | 0.547
546 | 656 | 0.546
545 | 657 | 0.545
544 | 658 | 0.544
543 | 659 | 0.543
542 | 660 | 0.542
541 | 661 | 0.541
540 | 662 | 0.54
539 | 663 | 0.539
538 | 664 | 0.538
537 | 665 | 0.537
536 | 666 | 0.536
535 | 667 | 0.535
534 | 668 | 0.534
533 | 669 | 0.533
532 | 670 | 0.532
531 | 671 | 0.531
530 | 672 | 0.53
529 | 673 | 0.529
528 | 674 | 0.528
527 | 675 | 0.527
526 | 676 | 0.526
525 | 677 | 0.525
524 | 678 | 0.524
523 | 679 | 0.523
522 | 680 | 0.522
521 | 681 | 0.521
520 | 682 | 0.52
519 | 683 | 0.519
518 | 684 | 0.518
517 | 685 | 0.517
516 | 686 | 0.516
515 | 687 | 0.515
514 | 688 | 0.514
513 | 689 | 0.513
512 | 690 | 0.512
511 | 691 | 0.511
510 | 692 | 0.51
509 | 693 | 0.509
508 | 694 | 0.508
507 | 695 | 0.507
506 | 696 | 0.506
505 | 697 | 0.505
504 | 698 | 0.504
503 | 699 | 0.503
502 | 700 | 0.502
501 | 701 | 0.501
500 | 702 | 0.5
499 | 703 | 0.499
498 | 704 | 0.498
497 | 705 | 0.497
496 | 706 | 0.496
495 | 707 | 0.495
494 | 708 | 0.494
493 | 709 | 0.493
492 | 710 | 0.492
491 | 711 | 0.491
490 | 712 | 0.49
489 | 713 | 0.489
488 | 714 | 0.488
487 | 715 | 0.487
486 | 716 | 0.486
485 | 717 | 0.485
484 | 718 | 0.484
483 | 719 | 0.483
482 | 720 | 0.482
481 | 721 | 0.481
480 | 722 | 0.48
479 | 723 | 0.479
478 | 724 | 0.478
477 | 725 | 0.477
476 | 726 | 0.476
475 | 727 | 0.475
474 | 728 | 0.474
473 | 729 | 0.473
472 | 730 | 0.472
471 | 731 | 0.471
470 | 732 | 0.47
469 | 733 | 0.469
468 | 734 | 0.468
467 | 735 | 0.467
466 | 736 | 0.466
465 | 737 | 0.465
464 | 738 | 0.464
463 | 739 | 0.463
462 | 740 | 0.462
461 | 741 | 0.461
460 | 742 | 0.46
459 | 743 | 0.459
458 | 744 | 0.458
457 | 745 | 0.457
456 | 746 | 0.456
455 | 747 | 0.455
454 | 748 | 0.454
453 | 749 | 0.453
452 | 750 | 0.452
451 | 751 | 0.451
450 | 752 | 0.45
449 | 753 | 0.449
448 | 754 | 0.448
447 | 755 | 0.447
446 | 756 | 0.446
445 | 757 | 0.445
444 | 758 | 0.444
443 | 759 | 0.443
442 | 760 | 0.442
441 | 761 | 0.441
440 | 762 | 0.44
439 | 763 | 0.439
438 | 764 | 0.438
437 | 765 | 0.437
436 | 766 | 0.436
435 | 767 | 0.435
434 | 768 | 0.434
433 | 769 | 0.433
432 | 770 | 0.432
431 | 771 | 0.431
430 | 772 | 0.43
429 | 773 | 0.429
428 | 774 | 0.428
427 | 775 | 0.427
426 | 776 | 0.426
425 | 777 | 0.425
424 | 778 | 0.424
423 | 779 | 0.423
422 | 780 | 0.422
421 | 781 | 0.421
420 | 782 | 0.42
419 | 783 | 0.419
418 | 784 | 0.418
417 | 785 | 0.417
416 | 786 | 0.416
415 | 787 | 0.415
414 | 788 | 0.414
413 | 789 | 0.413
412 | 790 | 0.412
411 | 791 | 0.411
410 | 792 | 0.41
409 | 793 | 0.409
408 | 794 | 0.408
407 | 795 | 0.407
406 | 796 | 0.406
405 | 797 | 0.405
404 | 798 | 0.404
403 | 799 | 0.403
402 | 800 | 0.402
401 | 801 | 0.401
400 | 802 | 0.4
399 | 803 | 0.399
398 | 804 | 0.398
397 | 805 | 0.397
396 | 806 | 0.396
395 | 807 | 0.395
394 | 808 | 0.394
393 | 809 | 0.393
392 | 810 | 0.392
391 | 811 | 0.391
390 | 812 | 0.39
389 | 813 | 0.389
388 | 814 | 0.388
387 | 815 | 0.387
386 | 816 | 0.386
385 | 817 | 0.385
384 | 818 | 0.384
383 | 819 | 0.383
382 | 820 | 0.382
381 | 821 | 0.381
380 | 822 | 0.38
379 | 823 | 0.379
378 | 824 | 0.378
377 | 825 | 0.377
376 | 826 | 0.376
375 | 827 | 0.375
374 | 828 | 0.374
373 | 829 | 0.373
372 | 830 | 0.372
371 | 831 | 0.371
370 | 832 | 0.37
369 | 833 | 0.369
368 | 834 | 0.368
367 | 835 | 0.367
366 | 836 | 0.366
365 | 837 | 0.365
364 | 838 | 0.364
363 | 839 | 0.363
362 | 840 | 0.362
361 | 841 | 0.361
360 | 842 | 0.36
359 | 843 | 0.359
358 | 844 | 0.358
357 | 845 | 0.357
356 | 846 | 0.356
355 | 847 | 0.355
354 | 848 | 0.354
353 | 849 | 0.353
352 | 850 | 0.352
351 | 851 | 0.351
350 | 852 | 0.35
349 | 853 | 0.349
348 | 854 | 0.348
347 | 855 | 0.347
346 | 856 | 0.346
345 | 857 | 0.345
344 | 858 | 0.344
343 | 859 | 0.343
342 | 860 | 0.342
341 | 861 | 0.341
340 | 862 | 0.34
339 | 863 | 0.339
338 | 864 | 0.338
337 | 865 | 0.337
336 | 866 | 0.336
335 | 867 | 0.335
334 | 868 | 0.334
333 | 869 | 0.333
332 | 870 | 0.332
331 | 871 | 0.331
330 | 872 | 0.33
329 | 873 | 0.329
328 | 874 | 0.328
327 | 875 | 0.327
326 | 876 | 0.326
325 | 877 | 0.325
324 | 878 | 0.324
323 | 879 | 0.323
322 | 880 | 0.322
321 | 881 | 0.321
320 | 882 | 0.32
319 | 883 | 0.319
318 | 884 | 0.318
317 | 885 | 0.317
316 | 886 | 0.316
315 | 887 | 0.315
314 | 888 | 0.314
313 | 889 | 0.313
312 | 890 | 0.312
311 | 891 | 0.311
310 | 892 | 0.31
309 | 893 | 0.309
308 | 894 | 0.308
307 | 895 | 0.307
306 | 896 | 0.306
305 | 897 | 0.305
304 | 898 | 0.304
303 | 899 | 0.303
302 | 900 | 0.302
301 | 901 | 0.301
300 | 902 | 0.3
299 | 903 | 0.299
298 | 904 | 0.298
297 | 905 | 0.297
296 | 906 | 0.296
295 | 907 | 0.295
294 | 908 | 0.294
293 | 909 | 0.293
292 | 910 | 0.292
291 | 911 | 0.291
290 | 912 | 0.29
289 | 913 | 0.289
288 | 914 | 0.288
287 | 915 | 0.287
286 | 916 | 0.286
285 | 917 | 0.285
284 | 918 | 0.284
283 | 919 | 0.283
282 | 920 | 0.282
281 | 921 | 0.281
280 | 922 | 0.28
279 | 923 | 0.279
278 | 924 | 0.278
277 | 925 | 0.277
276 | 926 | 0.276
275 | 927 | 0.275
274 | 928 | 0.274
273 | 929 | 0.273
272 | 930 | 0.272
271 | 931 | 0.271
270 | 932 | 0.27
269 | 933 | 0.269
268 | 934 | 0.268
267 | 935 | 0.267
266 | 936 | 0.266
265 | 937 | 0.265
264 | 938 | 0.264
263 | 939 | 0.263
262 | 940 | 0.262
261 | 941 | 0.261
260 | 942 | 0.26
259 | 943 | 0.259
258 | 944 | 0.258
257 | 945 | 0.257
256 | 946 | 0.256
255 | 947 | 0.255
254 | 948 | 0.254
253 | 949 | 0.253
252 | 950 | 0.252
251 | 951 | 0.251
250 | 952 | 0.25
249 | 953 | 0.249
248 | 954 | 0.248
247 | 955 | 0.247
246 | 956 | 0.246
245 | 957 | 0.245
244 | 958 | 0.244
243 | 959 | 0.243
242 | 960 | 0.242
241 | 961 | 0.241
240 | 962 | 0.24
239 | 963 | 0.239
238 | 964 | 0.238
237 | 965 | 0.237
236 | 966 | 0.236
235 | 967 | 0.235
234 | 968 | 0.234
233 | 969 | 0.233
232 | 970 | 0.232
231 | 971 | 0.231
230 | 972 | 0.23
229 | 973 | 0.229
228 | 974 | 0.228
227 | 975 | 0.227
226 | 976 | 0.226
225 | 977 | 0.225
224 | 978 | 0.224
223 | 979 | 0.223
222 | 980 | 0.222
221 | 981 | 0.221
220 | 982 | 0.22
219 | 983 | 0.219
218 | 984 | 0.218
217 | 985 | 0.217
216 | 986 | 0.216
215 | 987 | 0.215
214 | 988 | 0.214
213 | 989 | 0.213
212 | 990 | 0.212
211 | 991 | 0.211
210 | 992 | 0.21
209 | 993 | 0.209
208 | 994 | 0.208
207 | 995 | 0.207
206 | 996 | 0.206
205 | 997 | 0.205
204 | 998 | 0.204
203 | 999 | 0.203
202 | 1000 | 0.202
201 | 1001 | 0.201
200 | 1002 | 0.2
199 | 1003 | 0.199
198 | 1004 | 0.198
197 | 1005 | 0.197
196 | 1006 | 0.196
195 | 1007 | 0.195
194 | 1008 | 0.194
193 | 1009 | 0.193
192 | 1010 | 0.192
191 | 1011 | 0.191
190 | 1012 | 0.19
189 | 1013 | 0.189
188 | 1014 | 0.188
187 | 1015 | 0.187
186 | 1016 | 0.186
185 | 1017 | 0.185
184 | 1018 | 0.184
183 | 1019 | 0.183
182 | 1020 | 0.182
181 | 1021 | 0.181
180 | 1022 | 0.18
179 | 1023 | 0.179
178 | 1024 | 0.178
177 | 1025 | 0.177
176 | 1026 | 0.176
175 | 1027 | 0.175
174 | 1028 | 0.174
173 | 1029 | 0.173
172 | 1030 | 0.172
171 | 1031 | 0.171
170 | 1032 | 0.17
169 | 1033 | 0.169
168 | 1034 | 0.168
167 | 1035 | 0.167
166 | 1036 | 0.166
165 | 1037 | 0.165
164 | 1038 | 0.164
163 | 1039 | 0.163
162 | 1040 | 0.162
161 | 1041 | 0.161
160 | 1042 | 0.16
159 | 1043 | 0.159
158 | 1044 | 0.158
157 | 1045 | 0.157
156 | 1046 | 0.156
155 | 1047 | 0.155
154 | 1048 | 0.154
153 | 1049 | 0.153
152 | 1050 | 0.152
151 | 1051 | 0.151
150 | 1052 | 0.15
149 | 1053 | 0.149
148 | 1054 | 0.148
147 | 1055 | 0.147
146 | 1056 | 0.146
145 | 1057 | 0.145
144 | 1058 | 0.144
143 | 1059 | 0.143
142 | 1060 | 0.142
141 | 1061 | 0.141
140 | 1062 | 0.14
139 | 1063 | 0.139
138 | 1064 | 0.138
137 | 1065 | 0.137
136 | 1066 | 0.136
135 | 1067 | 0.135
134 | 1068 | 0.134
133 | 1069 | 0.133
132 | 1070 | 0.132
131 | 1071 | 0.131
130 | 1072 | 0.13
129 | 1073 | 0.129
128 | 1074 | 0.128
127 | 1075 | 0.127
126 | 1076 | 0.126
125 | 1077 | 0.125
124 | 1078 | 0.124
123 | 1079 | 0.123
122 | 1080 | 0.122
121 | 1081 | 0.121
120 | 1082 | 0.12
119 | 1083 | 0.119
118 | 1084 | 0.118
117 | 1085 | 0.117
116 | 1086 | 0.116
115 | 1087 | 0.115
114 | 1088 | 0.114
113 | 1089 | 0.113
112 | 1090 | 0.112
111 | 1091 | 0.111
110 | 1092 | 0.11
109 | 1093 | 0.109
108 | 1094 | 0.108
107 | 1095 | 0.107
106 | 1096 | 0.106
105 | 1097 | 0.105
104 | 1098 | 0.104
103 | 1099 | 0.103
102 | 1100 | 0.102
101 | 1101 | 0.101
100 | 1102 | 0.1
99 | 1103 | 0.099
98 | 1104 | 0.098
97 | 1105 | 0.097
96 | 1106 | 0.096
95 | 1107 | 0.095
94 | 1108 | 0.094
93 | 1109 | 0.093
92 | 1110 | 0.092
91 | 1111 | 0.091
90 | 1112 | 0.09
89 | 1113 | 0.089
88 | 1114 | 0.088
87 | 1115 | 0.087
86 | 1116 | 0.086
85 | 1117 | 0.085
84 | 1118 | 0.084
83 | 1119 | 0.083
82 | 1120 | 0.082
81 | 1121 | 0.081
80 | 1122 | 0.08
79 | 1123 | 0.079
78 | 1124 | 0.078
77 | 1125 | 0.077
76 | 1126 | 0.076
75 | 1127 | 0.075
74 | 1128 | 0.074
73 | 1129 | 0.073
72 | 1130 | 0.072
71 | 1131 | 0.071
70 | 1132 | 0.07
69 | 1133 | 0.069
68 | 1134 | 0.068
67 | 1135 | 0.067
66 | 1136 | 0.066
65 | 1137 | 0.065
64 | 1138 | 0.064
63 | 1139 | 0.063
62 | 1140 | 0.062
61 | 1141 | 0.061
60 | 1142 | 0.06
59 | 1143 | 0.059
58 | 1144 | 0.058
57 | 1145 | 0.057
56 | 1146 | 0.056
55 | 1147 | 0.055
54 | 1148 | 0.054
53 | 1149 | 0.053
52 | 1150 | 0.052
51 | 1151 | 0.051
50 | 1152 | 0.05
Note on B2: 0 - 50 (%)
Note on AA4: 18 - 42 mm
Note on AM9: 1900 - 2700 mm steps 10 mm
Note on AM12: 750 - 1100 mm steps of 5 mm
Note on AL15: 1 - Alu no thermal break 2 - Alu with thermal break 3 - Timber 4 - PVC
Note on AM20: 0.050 - 1.200 steps 0.001

## Summary
Branz House Insulation Guide
#VALUE! | v2_7
2025-11-27 16:49
|  | (2) | (3) | (4) | (5)
| TRUE | FALSE | FALSE | FALSE | FALSE
Timber floors | Timber floors
reference | hZJS
Joist or Ibeam & height | joist 140 mm
Insulation conductivity | 0.045
Bottom of joists unlined or lined | un-lined
Joist spacing (mm) | 600
Insulation R-value | 3.0
Floor thermal resistance | 2.9896
| TRUE | FALSE | FALSE | FALSE | FALSE
Slab floors | Slab floors
reference | paqg
Wall type | other than masonry veneer
Topper insulating layer | none
Vertical edge insulation | R 1.0 m^2.K/W
Floor type & underslab insulation style | Concrete raft foundation
Wall depth (mm) | 90 +
Area-Perim. fraction | 2
Floor R-value (m2.K/W) | 1.4656
| TRUE | FALSE | FALSE | FALSE | FALSE
Roofs | Roofs
reference | UsmWeN9KUw
Roof cladding | Metal tiles / profiled metal
Rafter height (mm) | 240
Battens / Dwangs | battens
Insulation conductivity | 0.045
Interior secondary insulating layer (ISIL) | none
---------- | ---------
---------- | ---------
---------- | ---------
Lining | 13 mm plywood
Rafter spacing (mm) | 1200
Insulation R-value | 5.8
thickness | 261
Roof thermal resistance | 5.8243
| TRUE | FALSE | FALSE | FALSE | FALSE
Walls | Walls
reference | lnjflnjfQskk0J8I
Cladding | BevelBack WB
cavity? | only cladding on cavity
Exterior Insulation | none
---------- | ---------
---------- | ---------
---------- | ---------
---------- | ---------
Exterior Bracing / RAB | none
Primary frame | none
Insul. R-value range | 3.6 - 4.6
---------- | -------
Interior Bracing / RAB | none
Interior Insulation | none
---------- | ---------
---------- | ---------
---------- | ---------
---------- | ---------
Interior lining | 10 mm plasterboard
Insulation thermal resistance m2.K/W | 3.6
Frame fraction % | 30
Wall thermal resistance m2.K/W | 3.262
| TRUE | FALSE | FALSE | FALSE | FALSE
Roof spaces | Roof spaces
reference | KsmWeN9Rl2VWI
Insulation installed as a single layer or as two layers ? | single layer or two layers of same material
Roof cladding | Profiled metal
Joist/Cord height (mm) | 90
Primary insulation conductivity (W/mK) | 0.045
---------
Secondary Insulation | none
---------- | ---------
---------- | ---------
---------- | ---------
Lining | 10 mm plasterboard
Joist/Cord spacing (mm) | 1200
Total primary insulation layer(s) R-value | 7.0
thickness | 315 mm
Roof R-value if joist/cord covered by insulation | 7.092
---------- | ----------
---------- | ----------
---------- | ----------
---------- | ----------
---------- | ----------
---------- | ----------
| TRUE | FALSE | FALSE | FALSE | FALSE
Roof edge insulation | Roof edge insulation
reference | jAAAAAAAADJjqGYqC
roof / baffle angle (degrees) | 20
lowest point (mm) | 125
insulation type | glasswool fibre
lofted R-value | 7.5556
thickness (mm) | 340
width (mm) | 500
---------- | ----------
---------- | ----------
---------- | ----------
---------- | ----------
---------- | ----------
---------- | ----------
---------- | ----------
---------- | ----------
Width | 500
R-value | 5.1392
---------- | ----------
---------- | ----------
Note on C5: Making copies of sheets will automatically create new columns
Note on D5: Making copies of sheets will automatically create new columns

## Insulation product group
R-values for a product group | [5 empty] | #VALUE! | [9 empty] | www.branz.co.nz/terms-conditions/ | v2_7 | Web | 2025-11-27 16:49
AS/NZS4859.1 and ISO/EN product standards EN131xx | [14 empty] | Typically the test samples for a single AS/NZS 4859.1 or EN131xx test report will be the minimum set of ten pieces needed, and the sampling will be from a single batch. The declared conductivity / R-value needs to allow for variation between batches and not just the variation within a batch. Hence the measure material conductivity may not be appropriate as the declared conductivity for the product group.
These standards allow for the grouping of product of different thickness but the same thermal conductivity. The declared product R-values are then calucated from individual product thickness and the declared conductivity for the group.
The declared conductivity can not be less than the measured value (l 90/50) | [14 empty] | In practice the declared R-value usually becomes the design value used for system performance calculations or modelling, but sometimes it may need to be adjusted for inservice temperature and/or moisture content.
The l 90/50 value is rounded up to the nearest 0.001 W/m.K
Declared R-values calculated from declared conductivity are rounded down to the nearest 0.01 when less than R 1.0 but rounded down to the nearest 0.05 when greater than R 1.0
|  | measured material conductivity |  |  | l 90/50 |  | minimum thickness (mm) |  |  | step size (mm) |  | maximum thickness (mm)
|  |  | 0.0451 | ---> | 0.046 |  |  | 25 |  | 25 |  | 300
Un-rounded | [7 empty] | Rounded
R-value m2.K/W |  | Conductivity (W/m.K) | [5 empty] | R-value (m2.K/W) |  | declared conductivity (W/m.K)
|  | 0.046 | 0.047 | 0.048 | 0.049 | 0.05 |  |  |  | 0.046 | 0.047 | 0.048 | 0.049 | 0.05
[10 empty] | 0% | 2.174% | 4.348% | 6.522% | 8.696% | declared conductivity margin over measured value
thickness (mm) | 25 | 0.54348 | 0.53191 | 0.52083 | 0.5102 | 0.5 |  | thickness (mm) | 25 | 0.54 | 0.53 | 0.52 | 0.51 | 0.5
| 50 | 1.087 | 1.0638 | 1.0417 | 1.0204 | 1 |  |  | 50 | 1.05 | 1.05 | 1 | 1 | 1
| 75 | 1.6304 | 1.5957 | 1.5625 | 1.5306 | 1.5 |  |  | 75 | 1.6 | 1.55 | 1.55 | 1.5 | 1.5
| 100 | 2.1739 | 2.1277 | 2.0833 | 2.0408 | 2 |  |  | 100 | 2.15 | 2.1 | 2.05 | 2 | 2
| 125 | 2.7174 | 2.6596 | 2.6042 | 2.551 | 2.5 |  |  | 125 | 2.7 | 2.65 | 2.6 | 2.55 | 2.5
| 150 | 3.2609 | 3.1915 | 3.125 | 3.0612 | 3 |  |  | 150 | 3.25 | 3.15 | 3.1 | 3.05 | 3
| 175 | 3.8043 | 3.7234 | 3.6458 | 3.5714 | 3.5 |  |  | 175 | 3.8 | 3.7 | 3.6 | 3.55 | 3.5
| 200 | 4.3478 | 4.2553 | 4.1667 | 4.0816 | 4 |  |  | 200 | 4.3 | 4.25 | 4.15 | 4.05 | 4
| 225 | 4.8913 | 4.7872 | 4.6875 | 4.5918 | 4.5 |  |  | 225 | 4.85 | 4.75 | 4.65 | 4.55 | 4.5
| 250 | 5.4348 | 5.3191 | 5.2083 | 5.102 | 5 |  |  | 250 | 5.4 | 5.3 | 5.2 | 5.1 | 5
| 275 | 5.9783 | 5.8511 | 5.7292 | 5.6122 | 5.5 |  |  | 275 | 5.95 | 5.85 | 5.7 | 5.6 | 5.5
| 300 | 6.5217 | 6.383 | 6.25 | 6.1224 | 6 |  |  | 300 | 6.5 | 6.35 | 6.25 | 6.1 | 6

## Adjust conductivity with temp.
Adjust thermal conductivity with temperature using ISO/EN 10456 | [11 empty] | #VALUE! | www.branz.co.nz/terms-conditions/ |  |  |  | v2_7 | Web | 2025-11-27 16:49
calculate conductivity | [12 empty] | The default temperature for declaration of thermal conductivity on insulation product labels is 10 °C in UK, Europe and US
temperature difference
thickness | 50 | mm |  | temperature | 10 | °C |  | new temperature | 15 | °C | 5 | K
R-value | 1.3 | m2.K/W | [10 empty] | The default temperature in NZ is 15 °C and in Aust 23 °C
conductivity | 0.038462 | W/m.K |  | conductivity | 0.0385 | W/m.K |  | new conductivity | 0.039268 | W/m.K | 1.995% | change
|  |  |  | R-value | 1.3 |  |  | new R-value | 1.2746 | m2.K/W
Insulation type | [6 empty] | thickness (mm)
1 | Expanded Polystyrene foam (EPS) | [5 empty] | 1 | d<20
1 | Expanded Polystyrene foam (EPS) | [5 empty] | 1 | d<20
2 | Extruded Polystyrene foam (XPS) | [5 empty] | 2 | 20<d<40
3 | Polyurethane foam (PUR) / Polyiso. foam (PIR) | [5 empty] | 3 | 40<d<100
4 | Phenolic foam (PF) | [5 empty] | 4 | d>100
5 | Glasswool fibre / Rockwool fibre
6 | Polyester fibre
ISO/EN 10456: Annex A tables
|  | EPS | [7 empty] | EPS |  | 1.0199 | EPS | XPS | PUR/PIR | PF | GW/RW | POLY
|  |  | 0.032 | 0.0031 | [5 empty] | 0.032 | 0.0031 |  | thickness (mm) | facing / cell structure | facing | cell type | type | -------
|  |  | 0.035 | 0.0036 | [5 empty] | 0.035 | 0.0036 |  | d<20 | unknown cell structure & no impermeable cover | impermeable facing | Closed cell foam (>=90%) | Batts, mats, & loosefill | -------
|  |  | 0.04 | 0.0041 | [5 empty] | 0.04 | 0.0041 | 1.0199 | 20<d<40 | without skin or with course cell structure | no facing or permeable facing | Open cell foam (close cell <90%) | Semi-rigid | -------
|  | d<20 | 0.043 | 0.0044 | [5 empty] | 0.043 | 0.0044 |  | 40<d<100 | fine cell structure | no facing or permeable facing | Open cell foam (close cell <90%) | Rigid boards | -------
|  |  | 0.032 | 0.003 | [5 empty] | 0.0431 | 0.0044 |  | d>100 | impermeable cover | no facing or permeable facing | Open cell foam (close cell <90%) | Rigid boards | -------
|  |  | 0.035 | 0.0034
|  | 20<d<40 | 0.04 | 0.0036 | [5 empty] | PF closed cell |  | 1.0101 | 0.032 | 0.025 | 0.022 | 0.025 | 0.035 | 0.037
|  |  | 0.032 | 0.003 | [6 empty] | t1<=20 & t2<=20 | 1.0101 | 0.035 | 0.03 | 0.025 | 0.025 | 0.04 | 0.04
|  |  | 0.035 | 0.0033 | [6 empty] | t1>20 & t2>20 |  | 0.04 | 0.04 | 0.025 | 0.025 | 0.045 | 0.059
|  |  | 0.04 | 0.0036 | [6 empty] | t1<=20 & t2>20 |  | 0.043 | 0.04 | 0.025 | 0.025 | 0.05 | 0.062
|  |  | 0.045 | 0.0038 | [6 empty] | t1>20 & t2<=20 |  | 0.0431 | 0.041 | 0.0251 | 0.0251 | 0.051 | 0.0621
|  | 40<d<100 | 0.05 | 0.0041 | [8 empty] | 0.0031 | 0.0046 | 0.0055 | 0.0029 | 0.0046 | 0.0047
|  |  | 0.032 | 0.003 | [8 empty] | 0.0036 | 0.0045 | 0.0055 | 0.0029 | 0.0056 | 0.0052
|  |  | 0.035 | 0.0032 | [8 empty] | 0.0041 | 0.0045 | 0.0055 | 0.0029 | 0.0062 | 0.0068
|  |  | 0.04 | 0.0034 | [8 empty] | 0.0044 | 0.0045 | 0.0055 | 0.0029 | 0.0069 | 0.0077
|  | d>100 | 0.053 | 0.0037 | [8 empty] | 0.0044 | 0.0045 | 0.0055 | 0.0029 | 0.0069 | 0.0077
|  | XPS | [10 empty] | 0.032 | 0.025 | 0.025 | 0.032 | 0.032 | 0.037
|  |  | 0.025 | 0.0046 | [8 empty] | 0.035 | 0.03 | 0.03 | 0.032 | 0.034 | 0.04
|  |  | 0.03 | 0.0045 | [8 empty] | 0.04 | 0.04 | 0.03 | 0.032 | 0.036 | 0.059
|  | Without skin | 0.04 | 0.0045 | [8 empty] | 0.04 | 0.04 | 0.03 | 0.032 | 0.038 | 0.062
|  |  | 0.025 | 0.004 | [8 empty] | 0.041 | 0.041 | 0.031 | 0.0231 | 0.0381 | 0.0621
|  | With skin, fine cell | 0.03 | 0.0036 | [8 empty] | 0.003 | 0.0046 | 0.0055 | 0.0029 | 0.0038 | 0.0047
|  | products without skin | 0.035 | 0.0035 | [8 empty] | 0.0034 | 0.0045 | 0.005 | 0.0029 | 0.0043 | 0.0052
|  |  | 0.025 | 0.003 | [8 empty] | 0.0036 | 0.0045 | 0.005 | 0.0029 | 0.0048 | 0.0068
|  |  | 0.03 | 0.0028 | [8 empty] | 0.0036 | 0.0045 | 0.005 | 0.0029 | 0.0053 | 0.0077
|  | With impermeable | 0.035 | 0.0027 | [8 empty] | 0.0036 | 0.0045 | 0.005 | 0.0029 | 0.0053 | 0.0077
|  | cover | 0.04 | 0.0026
[13 empty] | 0.032 | 0.025 | 0.03 | 0.032 | 0.03 | 0.037
|  | PIR/PUR | [10 empty] | 0.035 | 0.03 | 0.033 | 0.032 | 0.033 | 0.04
|  | Products | 0.025 | 0.0055 | [8 empty] | 0.04 | 0.035 | 0.035 | 0.032 | 0.035 | 0.059
|  | without facings | 0.03 | 0.005 | [8 empty] | 0.045 | 0.035 | 0.035 | 0.032 | 0.035 | 0.062
|  | Products with | 0.022 | 0.0055 | [8 empty] | 0.05 | 0.0351 | 0.0351 | 0.0231 | 0.0351 | 0.0621
|  | impermeable facings | 0.025 | 0.0055 | [8 empty] | 0.003 | 0.004 | 0.0035 | 0.0029 | 0.0035 | 0.0047
[13 empty] | 0.0033 | 0.0036 | 0.0035 | 0.0029 | 0.0035 | 0.0052
|  | Phenolic | [10 empty] | 0.0036 | 0.0035 | 0.0035 | 0.0029 | 0.0035 | 0.0068
|  | Closed cell foam (>90%) | [10 empty] | 0.0038 | 0.0035 | 0.0035 | 0.0029 | 0.0035 | 0.0077
|  | 0°C to 20°C | 0.025 | 0.002 | [8 empty] | 0.0041 | 0.0035 | 0.0035 | 0.0029 | 0.0035 | 0.0077
|  | 20°C to 36°C | 0.025 | 0.005
|  | Open cell foam 0°C to | [10 empty] | 0.032 | 0.025 | 0.03 | 0.032 | 0.03 | 0.037
|  | 36°C | 0.032 | 0.0029 | [8 empty] | 0.035 | 0.03 | 0.033 | 0.032 | 0.033 | 0.04
[13 empty] | 0.04 | 0.035 | 0.035 | 0.032 | 0.035 | 0.059
|  | Mineral Wool | [10 empty] | 0.053 | 0.04 | 0.035 | 0.032 | 0.035 | 0.062
|  |  | 0.035 | 0.0046 | [8 empty] | 0.0531 | 0.041 | 0.0351 | 0.0231 | 0.0351 | 0.0621
|  |  | 0.04 | 0.0056 | [8 empty] | 0.003 | 0.003 | 0.0035 | 0.0029 | 0.0035 | 0.0047
|  | Batts, mats | 0.045 | 0.0062 | [8 empty] | 0.0032 | 0.0028 | 0.0035 | 0.0029 | 0.0035 | 0.0052
|  | and loosefill | 0.05 | 0.0069 | [8 empty] | 0.0034 | 0.0027 | 0.0035 | 0.0029 | 0.0035 | 0.0068
|  |  | 0.032 | 0.0038 | [8 empty] | 0.0037 | 0.0026 | 0.0035 | 0.0029 | 0.0035 | 0.0077
|  |  | 0.034 | 0.0043 | [8 empty] | 0.0037 | 0.0026 | 0.0035 | 0.0029 | 0.0035 | 0.0077
|  |  | 0.036 | 0.0048
|  | Boards | 0.038 | 0.0053
|  |  | 0.03 | 0.0035
|  |  | 0.033 | 0.0035
|  |  | 0.035 | 0.0035
|  | Rigid boards | 0.035 | 0.0035
replicate table in AS/NZS 4859.2
Polyester (new)
|  |  | 0.037 | 0.0047
|  |  | 0.04 | 0.0052
|  |  | 0.059 | 0.0068
|  |  | 0.062 | 0.0077

## equivalences for steel frames
Equivalences for simplifying the calculation & modelling of steel wall frames | [12 empty] | #VALUE! | www.branz.co.nz/terms-conditions/ |  |  |  | v2_7 | 2025-11-27 16:49
|  | 45 - 190 mm |  |  |  | Fully insulated frames |  |  | Half of the frames have insulation |  |  |  |  | Un-insulated frames |  |  |  | Web
frame depth (d) |  | 45 | mm | 45 |  | #VALUE! | [7 empty] | #VALUE!
steel thickness (t) |  | 0.95 | mm | 0.95
0.55 / 0.75 / 0.95 / 1.15 mm
NZS 4214 | [8 empty] | NZS 4214 | k = t / w * 44.5 |  | W/m.K
|  | 40 - 60 mm | [13 empty] | NZS 4214 equivalence can't account for some areas not being fully insulated
frame width (w) |  | 45 | mm | 45
[5 empty] | steel thickness (mm) |  |  |  |  | thermal conductivity of equivalent rectangle (W/m.K)
Equivalent |  |  |  |  | 0.55 |  |  | 0.54389 |  | 0.54389 |  |  |  | 0.54389
#VALUE! |  |  |  |  | 0.75 |  |  | 0.74167 |  | 0.74167 |  |  |  | 0.74167 |  | NZS 4214 equivalence doesn’t account for frame depth but does depend on frame width
[5 empty] | 0.95 |  |  | 0.93944 |  | 0.93944 |  |  |  | 0.93944
|  |  |  | 1 | 1.15 |  |  | 1.1372 |  | 1.1372 |  |  |  | 1.1372
Derived via 2D modelling |  |  |  | 45 mm frame width only
Equivalent single
#VALUE! |  |  |  | #VALUE! |  |  | 0.74 |  |  | 0.838 |  |  |  |  | 0.936 |  | #VALUE!
average
Equivalent double |  |  |  | #VALUE! |  |  | 0.735 |  |  | 0.8355 |  |  |  |  | 0.936 |  | #VALUE!
#VALUE!
|  | #VALUE! |  | #VALUE! |  |  | 0.735 |  |  | 1.0155 |  |  |  |  | 1.117 |  | #VALUE! |  | #VALUE!
[6 empty] | #VALUE! |  |  | #VALUE! |  |  |  |  | #VALUE!
ref. | Formula |  |  | W/m.K
| k = 0.0002 * d + 0.76 * t + 0.004 |  |  | 0.735
| k = 0.0012 * d + 0.76 * t - 0.036 |  |  | 0.74 |  |  | 0.735 |  |  | 0.936 | 0.735 |  |  |  | 0.936
| k = 0.0064 * d + 0.76 * t - 0.074 |  |  | 0.936
0.8355
| k = 0.0064 *d + 0.76 * t + 0.286 |  |  | 1.296
| k = 0.0038 * d + 0.76 * t - 0.055 |  |  | 0.838 |  | #VALUE! |  |  | #VALUE! |  |  |  |  | #VALUE!
| k = 0.0033 * d + 0.76 * t + 0.145 |  |  | 1.0155
[6 empty] | #VALUE! |  |  | #VALUE! |  |  |  |  | #VALUE!
| k = 0.0064 * d + 0.76 * t + 0.107 |  |  | 1.117
| k = 0.0033 *d + 0.76 * t - 0.035 |  |  | 0.8355
[7 empty] | 0.735 |  |  | 1.296 | 0.735 |  |  |  | 1.296 | 0.936
[10 empty] | 1.0155 |  |  |  |  | 1.117
These equivalences have been determined using 2-D finite element modelling including assuming R 0.05 lining, R 0.25 sheet thermal break, and R 0.15 cladding
The NZS 4214 equivalence value is calculated using the equation in the standard and excludes contact resistance
The conductivity value is for the equivalent frame only (doesn't include contact resistances)

## diagrams (hidden)
P_RP_S_B | #VALUE! | P_RS_M_B | #VALUE! | P_ST_O_S | W_BBWB_C_90T | #VALUE! | P_FR_O | P_blank
P_RP_C_D | #VALUE! | P_RS_M_D | #VALUE! | P_ST_O_D | W_BBWB_D90T | #VALUE! | P_FR_M | P_blank2
P_RP_C_B | #VALUE! | P_RL_S_B | #VALUE! | P_ST_I | W_RWB_C_90T | #VALUE! | P_FS_M_N | P_blank3
P_RP_S_D | #VALUE! | P_RL_S_D | #VALUE! |  | W_RWB_D90T | #VALUE! | P_FS_M_E | P_RP_SIL2 | #VALUE!
P_RP_SIL | #VALUE! | P_RS_S_SIL | #VALUE! |  | W_FSWB_C_90T | #VALUE! | P_FS_M_F | P_RS_S_SIL | #VALUE!
P_RP_S_B_RH | #VALUE! | P_RS_S_B_DR | #VALUE! |  | W_FSWB_D90T | #VALUE! | P_PS_O_N | P_PS_O_a
P_RP_reducedperim | #VALUE! | P_RS_S_DR | #VALUE! |  | W_FSS_C_90T | #VALUE! | P_PS_O_E | P_PS_O_b
|  | P_RS_S_B_SR | #VALUE! |  | W_FSS_D90T | #VALUE! | P_PS_O_F | P_PS_O_c
|  | P_RS_S_D | #VALUE! |  | W_PM_C_90T | #VALUE! | P_PS_O_T | P_PS_O_T
|  | P_RS_C_DR | #VALUE! |  | W_PM_D90T | #VALUE! | P_PS_O_a | W_staggered | #VALUE!
|  | P_RS_C_D | #VALUE! |  | W_BV_90T | #VALUE! | P_PS_O_b | W_ISIL_M | #VALUE!
|  | P_RS_C_B | #VALUE! |  | W_EPS_90T | #VALUE! | P_PS_O_c | W_T_RAB | #VALUE!
|  | P_RS_S_I | #VALUE! |  | W_BBWB_C_140T | #VALUE! |  | STF_lined
|  | P_warmroof |  |  | W_BBWB_D140T | #VALUE! |  | W_ISIL_PW | #VALUE!
[5 empty] | W_RWB_C_140T | #VALUE! |  | W_S_RAB | #VALUE!
[5 empty] | W_RWB_D140T | #VALUE!
[5 empty] | W_FSWB_C_140T | #VALUE!
[5 empty] | W_FSWB_D140T | #VALUE!
[5 empty] | W_FSS_C_140T | #VALUE!
[5 empty] | W_FSS_D140T | #VALUE!
[5 empty] | W_PM_C_140T | #VALUE!
[5 empty] | W_PM_D140T | #VALUE!
[5 empty] | W_BV_140T | #VALUE!
[5 empty] | W_EPS_140T | #VALUE!
[5 empty] | W_BBWB_C_90S | #VALUE!
[5 empty] | W_BBWB_D90S | #VALUE!
[5 empty] | W_RWB_C_90S | #VALUE!
[5 empty] | W_RWB_D90S | #VALUE!
[5 empty] | W_FSWB_C_90S | #VALUE!
[5 empty] | W_FSWB_D90S | #VALUE!
[5 empty] | W_FSS_C_90S | #VALUE!
[5 empty] | W_FSS_D90S | #VALUE!
[5 empty] | W_PM_C_90S | #VALUE!
[5 empty] | W_PM_D90S | #VALUE!
[5 empty] | W_BV_90S | #VALUE!
[5 empty] | W_EPS_90S | #VALUE!
[5 empty] | W_BBWB_C_140S | #VALUE!
[5 empty] | W_BBWB_D140S | #VALUE!
[5 empty] | W_RWB_C_140S | #VALUE!
[5 empty] | W_RWB_D140S | #VALUE!
[5 empty] | W_FSWB_C_140S | #VALUE!
[5 empty] | W_FSWB_D140S | #VALUE!
[5 empty] | W_FSS_C_140S | #VALUE!
[5 empty] | W_FSS_D140S | #VALUE!
[5 empty] | W_PM_C_140S | #VALUE!
[5 empty] | W_PM_D140S | #VALUE!
[5 empty] | W_BV_140S | #VALUE!
[5 empty] | W_EPS_140S | #VALUE!

## diagrams2 (hidden)
#VALUE!
| #VALUE! | #VALUE!
#VALUE! | #VALUE! | #VALUE! | #VALUE!
#VALUE! | #VALUE! | #VALUE! | #VALUE!
#VALUE! | #VALUE! | #VALUE! | #VALUE!
#VALUE! | #VALUE! | #VALUE! | #VALUE!
#VALUE! | #VALUE! | #VALUE! | #VALUE!
#VALUE! | #VALUE! | #VALUE! | #VALUE!

## diagrams3 (hidden)
| #VALUE! |  | #VALUE! | #VALUE! | #VALUE! | #VALUE!
| #VALUE! | #VALUE! | #VALUE! | #VALUE! | #VALUE! | #VALUE! | #VALUE! | #VALUE!
1 | #VALUE! | #VALUE! | #VALUE! | #VALUE! | #VALUE! | #VALUE! | #VALUE! | #VALUE!
2 | #VALUE! | #VALUE! | #VALUE! | #VALUE! | #VALUE! | #VALUE! | #VALUE! | #VALUE!
3 | #VALUE! | #VALUE! | #VALUE! | #VALUE! | #VALUE! | #VALUE! | #VALUE! | #VALUE!
4 | #VALUE! | #VALUE! | #VALUE! | #VALUE! | #VALUE! | #VALUE! | #VALUE! | #VALUE!
5 | #VALUE! | #VALUE! | #VALUE! | #VALUE! | #VALUE! | #VALUE! | #VALUE! | #VALUE!
6 | #VALUE! | #VALUE! | #VALUE! | #VALUE! | #VALUE! | #VALUE! | #VALUE! | #VALUE!
7 | #VALUE! | #VALUE! | #VALUE! | #VALUE! | #VALUE! | #VALUE! | #VALUE! | #VALUE!
8 | #VALUE! | #VALUE! | #VALUE! | #VALUE! | #VALUE! | #VALUE! | #VALUE! | #VALUE!